## Q1_Energy by BA-TECH
Q1: Energy Production by generation Type by BA - Benchmark and EIM Cases
`
| category | Energy GWh | Energy GWh | Energy GWh | Energy GWh | Energy GWh | Energy GWh | Energy GWh | Energy GWh | Energy GWh | Energy GWh | Energy GWh | Energy GWh | Energy GWh
CASE | BA | Coal | CCGT | CT | Steam | Cogen | Nuclear | Hydro | Solar | Wind | Geothermal | Bio | Other | Total-All Gen
Benchmark | Total: ALL BAs | 178056.4408 | 195065.2361 | 11469.2325 | 4414.6622 | 32377.1103 | 73293.0445 | 172340.1696 | 17404.8316 | 50904.5758 | 20857.3304 | 6049.4048 | 8713.0793 | 1137933.7125
Benchmark | APS | 12904.8386 | 9921.2311 | 120.6447 | 23.5677 | 0 | 30952.3152 | 0 | 1014.282 | 0 | 0 | 160.152 | 0.9555 | 87227.6027
Benchmark | AVA | 0 | 1422.4053 | 0.85749 | 0.01152 | 0 | 0 | 4436.6686 | 0 | 243.115 | 0 | 458.3479 | 0 | 11699.5374
Benchmark | BANC | 0 | 10590.2454 | 357.6168 | 31.0392 | 788.3748 | 0 | 3222.35 | 139.0205 | 526.7369 | 0 | 0 | 8.3475 | 19576.8809
Benchmark | BPA | 7495.3938 | 4892.0557 | 0.19382 | 514.834 | 0 | 7151.3943 | 74908.4601 | 114.4992 | 15147.068 | 0 | 457.8109 | 190.483 | 209222.8744
Benchmark | CAISO | 1979.691 | 86813.3307 | 4127.9394 | 2779.6149 | 26137.2852 | 35189.335 | 36946.6272 | 12777.52 | 12564.8523 | 9728.1336 | 4012.1307 | 2035.1852 | 352415.7995
Benchmark | CHPD | 0 | 0 | 0 | 0 | 0 | 0 | 2707.6438 | 0 | 0 | 0 | 0 | 0 | 5415.2877
Benchmark | DOPD | 0 | 0 | 0 | 0 | 0 | 0 | 4125.5473 | 0 | 0 | 0 | 0 | 0 | 8251.0946
Benchmark | EPE | 0 | 2242.275 | 1258.8747 | 145.8253 | 0 | 0 | 0 | 107.7579 | 0 | 0 | 0 | 1712.1574 | 10711.1205
Benchmark | GCPD | 0 | 0 | 0 | 0 | 0 | 0 | 8882.3618 | 0 | 0 | 0 | 0 | 0 | 17764.7236
Benchmark | IID | 0 | 768.2288 | 15.672 | 14.325 | 0 | 0 | 243.0758 | 1024.4518 | 0 | 5852.5499 | 70.7861 | 534.36 | 17317.3931
Benchmark | IPC | 2830.8218 | 881.7853 | 45.7066 | 0 | 0 | 0 | 7199.8061 | 30.8194 | 1296.4234 | 224.8165 | 30.4601 | 289.08 | 22479.2846
Benchmark | LDWP | 8391.5929 | 7003.0608 | 3.3486 | 339.8739 | 0 | 0 | 749.0995 | 0 | 1499.1093 | 0 | 27.4444 | 402.267 | 21898.2505
Benchmark | NEVP | 4624.4563 | 16470.3745 | 324.8094 | 14.7424 | 1701.7185 | 0 | 0 | 410.8628 | 0 | 0 | 94.1935 | 0 | 24146.2137
Benchmark | NWMT | 6531.4249 | 0 | 1.082 | 0 | 0 | 0 | 3614.6029 | 0 | 2644.3975 | 0 | 29.1481 | 0 | 19108.804
Benchmark | PACE | 24973.145 | 8506.9529 | 1221.9204 | 209.9837 | 0 | 0 | 1109.4321 | 0 | 5634.6532 | 388.0927 | 0 | 803.838 | 52391.71
Benchmark | PACW | 9753.8493 | 4474.6851 | 145.7444 | 88.62 | 2832.7668 | 0 | 3009.525 | 0 | 1658.4661 | 0 | 488.5224 | 0 | 27608.6924
Benchmark | PGN | 3319.3598 | 5777.6342 | 0 | 0 | 0 | 0 | 2005.5268 | 0 | 941.8541 | 0 | 33.9247 | 0 | 15059.6053
Benchmark | PNM | 11792.8085 | 3341.6912 | 1070.3491 | 0.936 | 0 | 0 | 61.6396 | 100.8234 | 1682.6322 | 125.01 | 0 | 438 | 21897.9952
Benchmark | PSC | 19561.9415 | 13170.8929 | 770.5273 | 101.396 | 916.9651 | 0 | 288.4925 | 124.3867 | 4863.0827 | 0 | 0 | 615.661 | 47536.2909
Benchmark | PSE | 0 | 3181.091 | 580.4549 | 0 | 0 | 0 | 1011.439 | 0 | 514.7497 | 0 | 186.484 | 0 | 7186.8913
Benchmark | SCL | 0 | 0 | 0 | 0 | 0 | 0 | 5757.1349 | 0 | 0 | 0 | 0 | 0 | 11514.2697
Benchmark | SPP | 4783.6798 | 2831.6112 | 105.6996 | 42.0843 | 0 | 0 | 33.394 | 392.2865 | 753.8168 | 4538.7278 | 0 | 79.1904 | 19516.2865
Benchmark | SRP | 21020.1547 | 9053.3012 | 128.8862 | 12.6476 | 0 | 0 | 159.8932 | 616.3788 | 324.5803 | 0 | 0 | 167.0653 | 33084.9554
Benchmark | TEP | 11261.1187 | 0 | 670.4184 | 94.9507 | 0 | 0 | 0 | 306.8641 | 131.7256 | 0 | 0 | 0 | 12903.6673
Benchmark | TPWR | 0 | 0 | 0 | 0 | 0 | 0 | 2507.369 | 0 | 0 | 0 | 0 | 0 | 5014.7379
Benchmark | WACM | 24277.555 | 265.8965 | 1.6179 | 0.21 | 0 | 0 | 2945.5876 | 8.3584 | 477.3126 | 0 | 0 | 256.7399 | 32434.7558
Benchmark | WALC | 2554.6091 | 3456.4875 | 516.8686 | 0 | 0 | 0 | 6138.0192 | 236.52 | 0 | 0 | 0 | 0 | 19277.0435
Benchmark | WAUW | 0 | 0 | 0 | 0 | 0 | 0 | 276.4738 | 0 | 0 | 0 | 0 | 1179.7492 | 5271.9442
EIM | Total: ALL BAs | 178936.5242 | 194417.1794 | 11059.4399 | 4325.3411 | 32419.2422 | 73596.1928 | 172342.7774 | 17404.8316 | 50944.8991 | 20860.0183 | 6049.0983 | 8643.3506 | 1138126.7641
EIM | APS | 12922.0466 | 9939.811 | 118.6329 | 21.8716 | 0 | 30922.4403 | 0 | 1014.282 | 0 | 0 | 160.032 | 0.6615 | 87198.5167
EIM | AVA | 0 | 1467.6226 | 1.9638 | 0.01152 | 0 | 0 | 4436.6689 | 0 | 243.115 | 0 | 471.923 | 0 | 11773.0119
EIM | BANC | 0 | 10542.2088 | 350.9369 | 30.3281 | 783.8711 | 0 | 3222.3498 | 139.0205 | 526.7501 | 0 | 0 | 7.77 | 19514.6657
EIM | BPA | 7724.9453 | 4940.1008 | 0.75236 | 533.4914 | 0 | 7481.3125 | 74908.4611 | 114.4992 | 15160.917 | 0 | 465.1169 | 190.483 | 210221.8353
EIM | CAISO | 1979.6542 | 86185.9405 | 3840.5895 | 2670.1905 | 26119.2402 | 35192.44 | 36946.6273 | 12777.52 | 12564.777 | 9730.2095 | 3984.0037 | 2013.8005 | 351241.9718
EIM | CHPD | 0 | 0 | 0 | 0 | 0 | 0 | 2707.6438 | 0 | 0 | 0 | 0 | 0 | 5415.2877
EIM | DOPD | 0 | 0 | 0 | 0 | 0 | 0 | 4125.5476 | 0 | 0 | 0 | 0 | 0 | 8251.0951
EIM | EPE | 0 | 2231.0588 | 1264.2845 | 144.8107 | 0 | 0 | 0 | 107.7579 | 0 | 0 | 0 | 1712.6495 | 10706.2678
EIM | GCPD | 0 | 0 | 0 | 0 | 0 | 0 | 8882.3618 | 0 | 0 | 0 | 0 | 0 | 17764.7236
EIM | IID | 0 | 768.7369 | 15.5442 | 13.86 | 0 | 0 | 243.0758 | 1024.4518 | 0 | 5852.6339 | 70.8298 | 534.36 | 17317.5637
EIM | IPC | 2842.8107 | 891.5994 | 50.3902 | 0 | 0 | 0 | 7199.8046 | 30.8194 | 1296.4234 | 224.8181 | 31.0615 | 289.08 | 22506.9743
EIM | LDWP | 8496.9664 | 7076.2857 | 3.3921 | 347.1153 | 0 | 0 | 749.0995 | 0 | 1499.1093 | 0 | 27.1696 | 401.427 | 22080.2242
EIM | NEVP | 4627.4197 | 16546.4111 | 325.2839 | 15.2736 | 1702.9379 | 0 | 0 | 410.8628 | 0 | 0 | 94.5629 | 0 | 24228.1777
EIM | NWMT | 6594.3778 | 0 | 1.1871 | 0 | 0 | 0 | 3617.2116 | 0 | 2666.3058 | 0 | 29.2478 | 0 | 19221.0953
EIM | PACE | 25067.312 | 8485.0351 | 1209.3891 | 208.74 | 0 | 0 | 1109.4307 | 0 | 5634.6129 | 388.3014 | 0 | 747.8506 | 52226.5686
EIM | PACW | 9807.3232 | 3944.5744 | 5.2498 | 88.628 | 2892.5505 | 0 | 3009.525 | 0 | 1662.3994 | 0 | 491.9616 | 0 | 27066.0979
EIM | PGN | 3459.5156 | 5931.5308 | 0 | 0 | 0 | 0 | 2005.5269 | 0 | 942.5892 | 0 | 33.9247 | 0 | 15355.1279
EIM | PNM | 11808.0108 | 3318.649 | 1065.7732 | 1.512 | 0 | 0 | 61.6396 | 100.8234 | 1682.6322 | 125.0025 | 0 | 438 | 21886.1403
EIM | PSC | 19559.216 | 13234.6946 | 786.779 | 101.1435 | 920.6426 | 0 | 288.4925 | 124.3867 | 4863.0827 | 0 | 0 | 615.6295 | 47616.9177
EIM | PSE | 0 | 3245.6329 | 590.2798 | 0 | 0 | 0 | 1011.439 | 0 | 514.7497 | 0 | 189.265 | 0 | 7266.8201
EIM | SCL | 0 | 0 | 0 | 0 | 0 | 0 | 5757.1351 | 0 | 0 | 0 | 0 | 0 | 11514.2702
EIM | SPP | 4809.5673 | 2836.401 | 104.8992 | 41.2318 | 0 | 0 | 33.394 | 392.2865 | 753.8168 | 4539.0529 | 0 | 79.1904 | 19545.9612
EIM | SRP | 21129.1805 | 9119.2296 | 136.0595 | 12.1066 | 0 | 0 | 159.8932 | 616.3788 | 324.5803 | 0 | 0 | 169.3746 | 33275.7791
EIM | TEP | 11226.8654 | 0 | 670.1805 | 95.0264 | 0 | 0 | 0 | 306.8641 | 131.7256 | 0 | 0 | 0.1638 | 12869.907
EIM | TPWR | 0 | 0 | 0 | 0 | 0 | 0 | 2507.3689 | 0 | 0 | 0 | 0 | 0 | 5014.7378
EIM | WACM | 24328.3344 | 275.2153 | 1.2179 | 0 | 0 | 0 | 2945.5879 | 8.3584 | 477.3126 | 0 | 0 | 256.7399 | 32494.2448
EIM | WALC | 2552.9781 | 3436.4411 | 516.6545 | 0 | 0 | 0 | 6138.0192 | 236.52 | 0 | 0 | 0 | 0 | 19255.152
EIM | WAUW | 0 | 0 | 0 | 0 | 0 | 0 | 276.4737 | 0 | 0 | 0 | 0 | 1186.1703 | 5297.6286
69.7288

## Q2_Transfer by BA
Q2: Energy transfer between BAs for BM and EIM Cases
|  | average annual net flow | sum of annual pos flows | sum of annual neg flows |  | average net monthly flow | [12 empty] | sum of positive monthly flow | [11 empty] | sum of negative monthly flow
CASE | PATH | ANNUAL | ANNUAL | ANNUAL | MONTH: | 1 | 2 | 3 | 4 | 5 | 6 | 7 | 8 | 9 | 10 | 11 | 12 | MONTH: | 1 | 2 | 3 | 4 | 5 | 6 | 7 | 8 | 9 | 10 | 11 | 12 | 1 | 2 | 3 | 4 | 5 | 6 | 7 | 8 | 9 | 10 | 11 | 12
Benchmark | AB-NWE | 0 | 0 | 0 |  | 0 | 0 | 0 | 0 | 0 | 0 | 0 | 0 | 0 | 0 | 0 | 0 |  | 0 | 0 | 0 | 0 | 0 | 0 | 0 | 0 | 0 | 0 | 0 | 0 | 0 | 0 | 0 | 0 | 0 | 0 | 0 | 0 | 0 | 0 | 0 | 0
Benchmark | AVA-BC | 0 | 0 | 0 |  | 0 | 0 | 0 | 0 | 0 | 0 | 0 | 0 | 0 | 0 | 0 | 0 |  | 0 | 0 | 0 | 0 | 0 | 0 | 0 | 0 | 0 | 0 | 0 | 0 | 0 | 0 | 0 | 0 | 0 | 0 | 0 | 0 | 0 | 0 | 0 | 0
Benchmark | AVA-BPA | -709.0269 | 4268.1352 | -6215343.5286 |  | -914.8358 | -813.472 | -754.7499 | -529.7671 | -166.8135 | -136.0363 | -800.3647 | -1017.4129 | -822.5813 | -662.9546 | -817.6301 | -1064.7122 |  | 0 | 0 | 0 | 0 | 1323.9275 | 2944.2077 | 0 | 0 | 0 | 0 | 0 | 0 | -680637.8183 | -546653.1774 | -561533.9072 | -381432.32 | -125433.1664 | -100890.3225 | -595471.3125 | -756955.1776 | -592258.5541 | -493238.2218 | -588693.6475 | -792145.9034
Benchmark | AVA-IPC | 86.3061 | 760461.5606 | -4420.2132 |  | 53.3603 | 50.5104 | 34.2154 | 23.0841 | 107.0917 | 164.5309 | 167.5268 | 166.8453 | 68.4695 | 50.1299 | 80.5423 | 65.6249 |  | 40205.3118 | 34353.6198 | 26194.3913 | 18223.9705 | 79685.0709 | 118563.9515 | 124639.9143 | 124132.9232 | 49543.2091 | 37689.7761 | 58172.5686 | 49056.8535 | -505.2241 | -410.6139 | -738.1543 | -1603.4199 | -8.82 | -101.719 | 0 | 0 | -245.1417 | -393.1111 | -182.1002 | -231.909
Benchmark | AVA-NWE | -20.2436 | 8421.2095 | -185755.294 |  | -14.6035 | -8.6572 | 2.0902 | -20.4532 | -25.8517 | -26.9442 | -42.3568 | -40.0409 | -2.0477 | -20.2 | -19.766 | -22.5917 |  | 246.243 | 553.326 | 3393.4827 | 27.717 | 78.3802 | 15.6743 | 0.61265 | 0.013636 | 4100.1836 | 0 | 5.5629 | 0.013488 | -11111.2658 | -6370.9977 | -1838.4055 | -14754.0445 | -19312.0165 | -19415.4889 | -31514.0459 | -29790.4156 | -5574.503 | -15028.8366 | -14237.0581 | -16808.2159
Benchmark | AVA-PACW | 14.8345 | 360626.7454 | -230676.2212 |  | -18.7379 | 2.2785 | -45.8634 | -55.0672 | 27.3584 | 79.542 | 117.7298 | 118.0407 | 22.9135 | -13.4855 | -15.5775 | -43.2201 |  | 12247.9872 | 15137.4736 | 4434.9862 | 1513.5329 | 25832.9622 | 59466.4005 | 88280.8226 | 89549.3636 | 27266.6533 | 14565.2487 | 13882.1444 | 8449.1701 | -26189.0137 | -13606.3205 | -38557.363 | -41161.8959 | -5478.3409 | -2196.1747 | -689.8412 | -1727.1087 | -10768.9089 | -24598.4282 | -25097.9369 | -40604.8886
Benchmark | AZPS-CA | 340.9192 | 2986524.0982 | -72.0988 |  | 298.0714 | 324.8076 | 289.6841 | 303.098 | 291.7929 | 298.5677 | 443.4327 | 443.2206 | 388.5478 | 282.3532 | 373.9974 | 351.9147 |  | 221765.1262 | 218270.6947 | 215524.998 | 218230.5771 | 217093.9408 | 215040.81 | 329913.9151 | 329756.1457 | 279754.4182 | 210070.7686 | 269278.1537 | 261824.5501 | 0 | 0 | 0 | 0 | 0 | -72.0988 | 0 | 0 | 0 | 0 | 0 | 0
Benchmark | AZPS-IID | -67.8633 | 0 | -594482.3264 |  | -68.1304 | -66.6125 | -64.4917 | -52.2781 | -62.5049 | -69.84 | -73.3713 | -70.3923 | -65.4728 | -93.2507 | -61.8552 | -65.3285 |  | 0 | 0 | 0 | 0 | 0 | 0 | 0 | 0 | 0 | 0 | 0 | 0 | -50689.0314 | -44763.6165 | -47981.8344 | -37640.2058 | -46503.6292 | -50284.7865 | -54588.2363 | -52371.8409 | -47140.4504 | -69378.53 | -44535.7738 | -48604.3913
Benchmark | AZPS-LADWP | 685.9024 | 6008505.0752 | 0 |  | 588.3291 | 689.3375 | 621.4332 | 591.9805 | 586.0311 | 644.7131 | 830.9632 | 815.0786 | 712.6868 | 679.1977 | 733.1805 | 736.2605 |  | 437716.8823 | 463234.8294 | 462346.3372 | 426225.9334 | 436007.1495 | 464193.4218 | 618236.6338 | 606418.4485 | 513134.5014 | 505323.1212 | 527889.9745 | 547777.8422 | 0 | 0 | 0 | 0 | 0 | 0 | 0 | 0 | 0 | 0 | 0 | 0
Benchmark | AZPS-NM | 223.0161 | 1954228.5452 | -607.5399 |  | 216.6036 | 335.5132 | 159.7584 | 259.1279 | 208.2505 | 161.8989 | 235.1642 | 211.4685 | 157.4932 | 319.194 | 223.4354 | 196.2654 |  | 161213.2175 | 225470.9863 | 118911.2203 | 186572.0632 | 154946.3892 | 116588.603 | 174966.1646 | 157336.5798 | 113847.9857 | 237480.3374 | 160873.516 | 146021.4821 | -60.1363 | -6.1467 | -50.9882 | 0 | -7.9994 | -21.3812 | -3.9995 | -4 | -452.8886 | 0 | 0 | 0
Benchmark | AZPS-SRP | 676.1903 | 5924332.0317 | -904.9681 |  | 818.9608 | 672.6327 | 217.3598 | 536.1902 | 567.1795 | 910.7144 | 655.2843 | 651.3881 | 942.1499 | 538.8399 | 803.9174 | 815.071 |  | 609307.8539 | 452031.1776 | 162540.6651 | 386068.9613 | 421987.5402 | 655714.3981 | 487532.5417 | 484655.7543 | 678347.928 | 400908.8687 | 578823.4978 | 606412.8449 | -1.0003 | -21.9913 | -824.979 | -11.9985 | -6.0032 | 0 | -1.0023 | -22.9936 | 0 | -12.0007 | -2.9993 | 0
Benchmark | AZPS-TEP | 306.5052 | 2684985.1916 | 0 |  | 270.6911 | 247.2555 | 243.2358 | 192.8711 | 304.5957 | 380.4124 | 440.4326 | 443.8107 | 389.401 | 268.7511 | 254.3753 | 236.2066 |  | 201394.1938 | 166155.667 | 180967.4654 | 138867.2016 | 226619.216 | 273896.951 | 327681.8342 | 330195.1811 | 280368.7343 | 199950.8004 | 183150.238 | 175737.7089 | 0 | 0 | 0 | 0 | 0 | 0 | 0 | 0 | 0 | 0 | 0 | 0
Benchmark | AZPS-WALC | 296.16 | 2599853.3304 | -5491.5161 |  | 223.0461 | 400.2461 | 277.0816 | 437.7037 | 300.0186 | 206.0232 | 213.021 | 148.7736 | 157.1341 | 432.989 | 458.431 | 311.9333 |  | 166600.9449 | 269189.3867 | 206148.677 | 315146.6876 | 223213.83 | 148537.3699 | 158756.6226 | 112836.0373 | 115060.8471 | 322145.8075 | 330070.3316 | 232146.7881 | -654.6419 | -224.0031 | 0 | 0 | 0 | -200.6953 | -268.9622 | -2148.4874 | -1924.3264 | -2.0005 | 0 | -68.3994
Benchmark | BPA-CA | 295.1545 | 2585594.1612 | -41.1603 |  | 119.5716 | 64.6402 | 91.9457 | 38.5147 | 661.3384 | 716.4267 | 450.1953 | 448.8468 | 166.314 | 183.5701 | 418.3674 | 164.944 |  | 88963.2642 | 43439.1869 | 68407.6246 | 27768.7366 | 492035.7358 | 515827.2133 | 334945.2893 | 333942.0135 | 119746.0528 | 136576.1701 | 301224.5313 | 122718.3426 | -2.0004 | -0.99947 | 0 | -38.1604 | 0 | 0 | 0 | 0 | 0 | 0 | 0 | 0
Benchmark | BPA-LADWP | 190.345 | 1667429.4491 | -7 |  | 8.8289 | 43.7682 | 107.7178 | 80.5143 | 800.8905 | 649.3061 | 163.0875 | 106.5547 | 52.5026 | 70.0085 | 106.7621 | 84.134 |  | 6569.6672 | 29413.1971 | 80142.04 | 57975.2975 | 595862.5016 | 467500.4193 | 121337.0691 | 79276.6625 | 37801.8978 | 52086.3188 | 76868.6916 | 62595.6867 | -1 | -1 | 0 | -5 | 0 | 0 | 0 | 0 | 0 | 0 | 0 | 0
Benchmark | BPA-NNV | -22.1921 | 110102.6622 | -304505.1593 |  | -75.5848 | -87.4707 | -97.6434 | -8.7651 | 31.0842 | 40.5982 | 19.0774 | 7.2789 | 7.7273 | 13.5594 | -65.5283 | -54.9294 |  | 799.6048 | 4692.568 | 654.7965 | 1720.7668 | 23261.4894 | 29303.1282 | 14604.4663 | 6467.7628 | 10267.1413 | 14229.3493 | 246.1979 | 3855.3908 | -57034.6702 | -63472.9025 | -73301.45 | -8031.6212 | -134.8377 | -72.3999 | -410.9101 | -1052.2982 | -4703.4939 | -4141.1805 | -47426.5512 | -44722.8439
Benchmark | BPA-NWE | -168.1686 | 74372.4626 | -1547529.7162 |  | -314.0244 | -281.0631 | -320.789 | -186.9654 | 24.9885 | 38.7759 | -26.5758 | -28.8539 | -81.6036 | -116.3866 | -281.8142 | -449.4416 |  | 4265.7569 | 0 | 3.9994 | 375.6125 | 36610.0536 | 29830.2278 | 2210.9464 | 245.7132 | 17.5114 | 4 | 115.7533 | 692.888 | -237899.9244 | -188874.3918 | -238671.0312 | -134990.6673 | -18018.6112 | -1911.5503 | -21983.3132 | -21713.0313 | -58772.0978 | -86595.6609 | -203021.9837 | -335077.4533
Benchmark | BPA-PACW | 1251.8083 | 10965840.6531 | 0 |  | 1285.828 | 1260.4349 | 1165.2728 | 918.6631 | 1269.8965 | 1428.2993 | 1481.8686 | 1373.766 | 1158.4668 | 1142.1034 | 1318.9758 | 1213.0614 |  | 956656.0433 | 847012.2758 | 866962.9413 | 661437.458 | 944803.023 | 1028375.5076 | 1102510.2278 | 1022081.8783 | 834096.0997 | 849724.9099 | 949662.5933 | 902517.6951 | 0 | 0 | 0 | 0 | 0 | 0 | 0 | 0 | 0 | 0 | 0 | 0
Benchmark | BPA-PGN | 1170.7287 | 10256249.9438 | -666.9498 |  | 1285.0773 | 1125.635 | 1157.7712 | 742.6233 | 1512.8253 | 1593.0657 | 1260.0675 | 1130.6636 | 841.4438 | 881.0425 | 1270.0259 | 1236.5339 |  | 956097.5334 | 756426.6876 | 861381.7497 | 535294.2136 | 1125542.0108 | 1147007.2716 | 937490.196 | 841213.7451 | 605839.5488 | 655557.1189 | 914418.614 | 919981.2543 | 0 | 0 | 0 | -605.443 | 0 | 0 | 0 | 0 | 0 | -61.5068 | 0 | 0
Benchmark | BPA-PSE | 2063.513 | 18076373.9122 | 0 |  | 2446.3123 | 2347.1838 | 2146.373 | 1892.2109 | 1815.8542 | 1856.0474 | 1801.442 | 1911.3445 | 1800.5343 | 1970.6002 | 2247.97 | 2538.9842 |  | 1820056.372 | 1577307.496 | 1596901.531 | 1362391.848 | 1350995.525 | 1336354.148 | 1340272.818 | 1422040.306 | 1296384.6772 | 1466126.572 | 1618538.397 | 1889004.222 | 0 | 0 | 0 | 0 | 0 | 0 | 0 | 0 | 0 | 0 | 0 | 0
Benchmark | CA-BANC | 171.9698 | 1574415.1353 | -67959.8664 |  | 159.459 | 226.5534 | 179.7577 | 24.9865 | -27.8415 | 97.9823 | 194.1895 | 245.8716 | 163.2385 | 263.2808 | 166.6026 | 367.2563 |  | 118664.5168 | 152247.8948 | 133777.9856 | 21310.1929 | 17742.226 | 81072.6371 | 152669.3485 | 184983.9954 | 119470.5346 | 195938.9183 | 121089.2624 | 275447.6228 | -27.0011 | -3.9999 | -38.2618 | -3319.8946 | -38456.3034 | -10525.3878 | -8192.3363 | -2055.5338 | -1938.8314 | -58.0006 | -1135.3858 | -2208.93
Benchmark | CA-IID | -381.1865 | 27.3834 | -3339220.8483 |  | -422.1899 | -458.4607 | -459.3087 | -492.6659 | -416.0276 | -292.8316 | -245.6082 | -257.0898 | -288.1415 | -349.6251 | -455.9818 | -443.9423 |  | 0 | 0 | 0 | 0 | 0 | 0 | 5 | 0 | 22.3834 | 0 | 0 | 0 | -314109.2999 | -308085.6119 | -341725.6601 | -354719.4642 | -309524.5207 | -210838.7395 | -182737.5069 | -191274.8142 | -207484.2379 | -260121.0767 | -328306.8789 | -330293.0374
Benchmark | CA-LADWP | -75.1442 | 81382.072 | -739645.5976 |  | -157.3346 | -14.502 | 11.7067 | 74.7741 | -19.6304 | -85.4552 | -97.5965 | -78.6577 | -129.547 | -85.3008 | -175.6151 | -139.1961 |  | 97.9933 | 7596.95 | 16385.7793 | 55205.6044 | 838.2123 | 25.0002 | 111.7048 | 15.0083 | 485.2158 | 612.6017 | 0 | 8.0019 | -117154.9548 | -17342.2844 | -7675.9842 | -1368.2602 | -15443.2461 | -61552.7644 | -72723.5356 | -58536.3635 | -93759.0567 | -64076.3647 | -126442.8525 | -103569.9306
Benchmark | CA-NEVP | -28.5715 | 222061.2395 | -472347.6319 |  | -94.4447 | -70.0245 | 12.2577 | 49.0757 | 18.546 | 25.7822 | 23.8086 | -43.3807 | -49.6174 | -70.3454 | -75.9511 | -70.5252 |  | 223.7602 | 4975.7716 | 39615.5378 | 48859.6775 | 25066.1843 | 32656.8678 | 33779.464 | 9211.9543 | 9189.965 | 6695.5859 | 7579.5842 | 4206.8869 | -70490.6278 | -52032.2166 | -30495.803 | -13525.1448 | -11267.9729 | -14093.7088 | -16065.8508 | -41487.1983 | -44914.4876 | -59032.5963 | -62264.3766 | -56677.6485
Benchmark | CA-NNV | -90.5457 | 2.9999 | -793182.9216 |  | -111.8134 | -80.6523 | -90.3023 | -38.3901 | -75.2925 | -80.1827 | -86.9381 | -96.2786 | -89.1569 | -105.7391 | -127.1853 | -102.7795 |  | 0 | 0 | 0 | 2.9999 | 0 | 0 | 0 | 0 | 0 | 0 | 0 | 0 | -83189.1685 | -54198.3243 | -67184.9364 | -27643.8781 | -56017.6315 | -57731.5113 | -64681.9797 | -71631.2836 | -64192.9529 | -78669.9055 | -91573.4272 | -76467.9224
Benchmark | CA-WALC | 37.6466 | 408799.3438 | -79015.2718 |  | 52.9365 | 59.4274 | 36.7403 | -26.1496 | 20.8366 | 30.7628 | 17.0147 | 17.1499 | 44.0508 | 96.7365 | 34.8634 | 67.3344 |  | 41284.6445 | 41644.7569 | 37974.3855 | 12917.2928 | 19021.9528 | 25676.0368 | 21582.6097 | 19066.6064 | 36788.3921 | 72789.4602 | 28459.1944 | 51594.0116 | -1899.9062 | -1709.5218 | -10639.5989 | -31745.035 | -3519.5372 | -3526.8226 | -8923.6989 | -6307.0473 | -5071.8387 | -817.4901 | -3357.5523 | -1497.223
Benchmark | EPE-CA | 0 | 0 | 0 |  | 0 | 0 | 0 | 0 | 0 | 0 | 0 | 0 | 0 | 0 | 0 | 0 |  | 0 | 0 | 0 | 0 | 0 | 0 | 0 | 0 | 0 | 0 | 0 | 0 | 0 | 0 | 0 | 0 | 0 | 0 | 0 | 0 | 0 | 0 | 0 | 0
Benchmark | EPE-NM | -356.0887 | 207.1772 | -3119543.8441 |  | -354.5659 | -180.1803 | -326.5546 | -306.1474 | -309.6028 | -426.9488 | -472.8589 | -462.4217 | -366.87 | -368.9273 | -322.0415 | -358.8455 |  | 70.6052 | 7.7269 | 13.8474 | 71.2571 | 3.9549 | 0.99998 | 0 | 0 | 11.6082 | 27.1774 | 0 | 0 | -263867.6479 | -121088.9178 | -242970.4872 | -220497.3857 | -230348.4677 | -307404.1203 | -351807.0371 | -344041.7511 | -264157.9932 | -274509.0549 | -231869.9156 | -266981.0655
Benchmark | EPE-TEP | -127.9098 | 8696.7795 | -1129186.999 |  | -108.8273 | -209.3246 | -127.5508 | -102.5746 | -159.8196 | -112.4623 | -110.2838 | -78.9903 | -128.6675 | -101.4254 | -160.8472 | -141.795 |  | 573.307 | 2.0001 | 1931.3935 | 2196.7618 | 0 | 23.3918 | 520.5669 | 607.4882 | 659.7588 | 1244.336 | 668.7413 | 269.0342 | -81540.7919 | -140668.1595 | -96829.1718 | -76050.4994 | -118905.7861 | -80996.2315 | -82571.6924 | -59376.2653 | -93300.338 | -76704.8182 | -116478.737 | -105764.508
Benchmark | IPC-BPA | -20.8003 | 13263.7168 | -195474.5091 |  | -0.59409 | 1.049 | 1.0887 | -13.8145 | -41.5109 | -50.3214 | -59.8247 | -57.2537 | -26.4808 | 3.4024 | -1.4189 | -2.0954 |  | 1885.0841 | 2192.6409 | 2422.3589 | 0 | 0 | 0 | 0 | 0 | 0 | 3378.3084 | 1565.7165 | 1819.6079 | -2327.0902 | -1487.6988 | -1612.3872 | -9946.4606 | -30884.1461 | -36231.4132 | -44509.5726 | -42596.7189 | -19066.1802 | -846.9347 | -2587.3553 | -3378.5515
Benchmark | IPC-NNV | -5.2807 | 11286.4239 | -57545.1597 |  | 2.5595 | 2.1498 | -1.4632 | 1.7075 | -4.4606 | -14.33 | -21.7492 | -20.1922 | -5.0926 | 0.01391 | -1.6581 | -0.077505 |  | 2541.8509 | 1950.4932 | 461.6607 | 1630.6601 | 711.2354 | 731.7288 | 151.5038 | 488.2517 | 734.1276 | 820.1552 | 303.4315 | 761.3251 | -637.6111 | -505.8455 | -1550.2584 | -401.2442 | -4029.8982 | -11049.3495 | -16332.8965 | -15511.2333 | -4400.7923 | -809.8059 | -1497.2362 | -818.9886
Benchmark | IPC-PACE | -885.0115 | 2449.4753 | -7755149.9216 |  | -1059.5917 | -1052.6626 | -733.5349 | -602.0502 | -391.61 | -749.1463 | -1186.2807 | -1210.7668 | -1099.3995 | -747.5867 | -772.4032 | -1021.1019 |  | 0 | 0 | 0 | 0 | 2445.4751 | 3.0001 | 0 | 0 | 0 | 0 | 0 | 1.0002 | -788336.2572 | -707389.2446 | -545749.9465 | -433476.1697 | -293803.3414 | -539388.3346 | -882592.8593 | -900810.4641 | -791567.6416 | -556204.5408 | -556130.2745 | -759700.8473
Benchmark | IPC-PACW | -35.1319 | 281899.4891 | -589654.7514 |  | 62.3703 | 76.5467 | 55.4424 | 39.2391 | -62.4305 | -164.2254 | -204.87 | -187.0272 | -34.9155 | -16.4029 | 6.3984 | 18.6809 |  | 48489.7702 | 55960.2366 | 47637.3743 | 31785.3368 | 6773.7684 | 5328.7367 | 984.4762 | 1377.3023 | 9761.7325 | 8941.3079 | 27350.4237 | 37509.0234 | -2086.23 | -4520.8256 | -6388.2501 | -3533.1837 | -53222.0819 | -123571.017 | -153407.7506 | -140525.533 | -34900.864 | -21145.029 | -22743.5654 | -23610.4209
Benchmark | IPC-PGN | 0 | 0 | 0 |  | 0 | 0 | 0 | 0 | 0 | 0 | 0 | 0 | 0 | 0 | 0 | 0 |  | 0 | 0 | 0 | 0 | 0 | 0 | 0 | 0 | 0 | 0 | 0 | 0 | 0 | 0 | 0 | 0 | 0 | 0 | 0 | 0 | 0 | 0 | 0 | 0
Benchmark | LADWP-NEVP | -19.0518 | 8.9994 | -166902.845 |  | -15.228 | -19.2829 | -41.5218 | -30.8574 | -19.3074 | -7.4164 | -4.8107 | -16.2031 | -26.5863 | -41.8343 | -3.821 | -1.532 |  | 0 | 0 | 0 | 4.9997 | 1.9998 | 0 | 0 | 0 | 0 | 0 | 0 | 1.9998 | -11329.6672 | -12958.0856 | -30892.2511 | -22222.3012 | -14366.6708 | -5339.8242 | -3579.1812 | -12055.1283 | -19142.1063 | -31124.745 | -2751.1022 | -1141.7819
Benchmark | LADWP-NNV | -0.54 | 2618.1193 | -7348.5598 |  | -0.35837 | -0.54018 | -0.8138 | -0.15991 | -0.77031 | -0.75316 | -0.777 | -0.67052 | -0.012896 | -0.13288 | -0.8283 | -0.64967 |  | 329.9627 | 200.0564 | 64.7612 | 461.2368 | 79.8212 | 84.5876 | 92.494 | 151.4568 | 503.8668 | 461.8014 | 54.6113 | 133.4629 | -596.5877 | -563.0575 | -670.2258 | -576.3731 | -652.9324 | -626.8595 | -670.5834 | -650.3213 | -513.1522 | -560.6622 | -650.9879 | -616.8168
Benchmark | LADWP-PACE | -0.99951 | 0 | -8755.6884 |  | -0.99939 | -0.99941 | -0.99946 | -0.99949 | -0.9998 | -0.99962 | -0.99939 | -0.99941 | -0.99935 | -0.99962 | -0.99963 | -0.99951 |  | 0 | 0 | 0 | 0 | 0 | 0 | 0 | 0 | 0 | 0 | 0 | 0 | -743.5461 | -671.6024 | -743.601 | -719.6346 | -743.853 | -719.7253 | -743.548 | -743.5597 | -719.535 | -743.7167 | -719.7326 | -743.6341
Benchmark | NEVP-WALC | -122.3787 | 50003.879 | -1122041.6317 |  | -32.5429 | -68.8262 | -20.6913 | -244.5261 | -258.885 | -214.3309 | -261.8867 | -130.1949 | -44.476 | -10.3848 | -51.8822 | -126.8547 |  | 6200.3359 | 3253.2313 | 11413.6023 | 358.3813 | 727.7228 | 226.8064 | 677.3 | 1502.6244 | 8839.4793 | 13041.8146 | 3272.2823 | 490.2986 | -30412.2865 | -49504.4152 | -26807.9502 | -176417.1771 | -193338.1386 | -154545.0782 | -195520.9693 | -98367.6058 | -40862.2023 | -20768.1356 | -40627.4436 | -94870.2293
Benchmark | NM-TEP | 82.2992 | 754235.705 | -33294.5166 |  | 58.6931 | 95.7254 | 46.8543 | 1.5257 | 39.8629 | 79.4757 | 160.8978 | 153.9858 | 105.4745 | 73.5664 | 105.396 | 66.2282 |  | 47886.2087 | 65825.4639 | 38369.5352 | 13552.1489 | 33806.9409 | 59437.587 | 119837.5868 | 115507.6197 | 77515.3959 | 55473.8493 | 75967.3426 | 51056.026 | -4218.5168 | -1497.9638 | -3509.9271 | -12453.6484 | -4148.927 | -2215.0964 | -129.5899 | -942.1968 | -1573.7655 | -740.4565 | -82.2064 | -1782.222
Benchmark | NM-WALC | 224.8639 | 1975518.5388 | -5710.7417 |  | 266.5801 | 242.5023 | 323.4844 | 157.1903 | 189.3159 | 209.4491 | 250.5567 | 234.5094 | 230.0451 | 125.404 | 210.0718 | 257.9744 |  | 198335.5594 | 163279.2294 | 240673.3704 | 113226.4287 | 140861.3873 | 150803.345 | 186426.8303 | 174475.0091 | 165632.4883 | 98463.6346 | 151404.3297 | 191936.9267 | 0 | -317.6763 | -1.0001 | -49.3953 | -10.3918 | 0 | -12.6185 | 0 | 0 | -5163.0577 | -152.602 | -4.0002
Benchmark | NNV-NEVP | 22.965 | 303844.6945 | -102671.4521 |  | 16.6875 | 13.8842 | 26.7168 | -2.4877 | 38.4825 | 43.1426 | 30.1758 | 21.5639 | -16.2227 | -20.1899 | 65.6799 | 57.2116 |  | 23735.4315 | 17550.571 | 21824.0017 | 14121.2087 | 28676.9092 | 32274.27 | 23988.9115 | 20493.864 | 15286.7781 | 9072.6746 | 47854.178 | 48965.8962 | -11319.9673 | -8220.3614 | -1946.6799 | -15912.3266 | -45.962 | -1211.5719 | -1538.0898 | -4450.3078 | -26967.1257 | -24093.9401 | -564.6455 | -6400.4742
Benchmark | NWE-PACE | 12.8608 | 128953.0205 | -16292.3263 |  | -4.0284 | 0.27882 | 0.68202 | 1.7677 | 22.8539 | 32.6828 | 50.2502 | 51.3752 | 3.5261 | -2.4616 | -1.063 | -3.2205 |  | 572.6381 | 511.4406 | 1135.3782 | 1860.3826 | 17022.2726 | 23660.2882 | 37452.5253 | 38892.0455 | 5097.6469 | 782.2995 | 1042.862 | 923.2409 | -3569.7403 | -324.0747 | -627.9585 | -587.6599 | -18.9994 | -128.645 | -66.3547 | -668.8685 | -2558.8207 | -2613.709 | -1808.2144 | -3319.2812
Benchmark | PACE-AZPS | -1.6574 | 41309.9366 | -55828.5403 |  | -1.6581 | 3.5895 | -0.7035 | -0.26056 | 9.2968 | -0.64582 | -10.1733 | -18.8589 | -2.9527 | 0.92879 | 1.4184 | 0.7738 |  | 2153.499 | 2763.857 | 2842.6904 | 1662.8674 | 8324.4111 | 6725.7219 | 1793.8329 | 4602.2366 | 4485.098 | 2310.5084 | 1733.8428 | 1911.3712 | -3387.1563 | -351.6852 | -3366.0931 | -1850.4701 | -1407.5906 | -7190.7121 | -9362.7875 | -18633.2538 | -6611.0336 | -1619.4855 | -712.6063 | -1335.6661
Benchmark | PACE-NEVP | 41.3988 | 395490.9682 | -32837.0767 |  | 63.0739 | 65.57 | 44.9449 | 30.5775 | 51.9388 | 26.0071 | 9.9722 | 8.9562 | 24.0789 | 61.8098 | 54.4999 | 56.7144 |  | 47824.9529 | 44065.0141 | 33968.3637 | 22061.256 | 39044.8794 | 22833.5109 | 15471.6404 | 22382.3116 | 19748.3736 | 46644.2286 | 39248.9601 | 42197.4769 | -897.9581 | -1.9994 | -529.339 | -45.4427 | -402.4441 | -4108.43 | -8052.293 | -15718.8707 | -2411.5638 | -657.738 | -8.999 | -1.999
Benchmark | PACE-NNV | -3.131 | 17801.9613 | -45229.7807 |  | -0.017239 | 0.22626 | -3.1622 | -5.036 | -9.8875 | -6.7888 | -1.1355 | -3.9325 | -4.068 | -0.88495 | -5.4927 | 2.6459 |  | 2340.2501 | 2061.5224 | 1872.9745 | 580.671 | 544.8414 | 548.3291 | 1771.1491 | 985.0808 | 675.7947 | 2521.0538 | 628.1647 | 3272.1295 | -2353.076 | -1909.4775 | -4225.6876 | -4206.573 | -7901.1374 | -5436.2812 | -2615.9979 | -3910.8552 | -3604.7378 | -3179.4583 | -4582.8959 | -1303.6031
Benchmark | PACE-WACM | 27.3772 | 268461.688 | -28637.8114 |  | 45.6782 | 26.1577 | 20.1028 | 14.6984 | 22.8649 | 44.9336 | -0.42457 | 14.1096 | 14.51 | 15.1893 | 34.6764 | 75.8891 |  | 33986.5956 | 17577.9748 | 15347.2832 | 10643.8362 | 17644.7527 | 33076.9942 | 12318.0687 | 23348.9487 | 11769.827 | 11312.8782 | 24967.0206 | 56467.5081 | -2.0001 | 0 | -390.7817 | -60.992 | -633.2443 | -724.7823 | -12633.9487 | -12851.4187 | -1322.64 | -12.0024 | 0 | -6.0013
Benchmark | PACE-WALC | 3.0006 | 45880.7966 | -19595.3169 |  | 7.9909 | 5.9892 | 9.0653 | 2.638 | 4.1322 | 0.22463 | -4.1357 | -5.9262 | 2.0723 | 7.7841 | 4.1349 | 2.2324 |  | 6993.8029 | 4165.5848 | 7462.0395 | 2041.8462 | 3551.3807 | 2894.32 | 1412.3771 | 3062.7423 | 2778.8554 | 6144.2746 | 3283.8603 | 2089.7127 | -1048.5385 | -140.8609 | -717.4307 | -142.5187 | -476.9899 | -2732.588 | -4489.3594 | -7471.8306 | -1286.7874 | -352.8681 | -306.7648 | -428.7798
Benchmark | PACW-CA | 44.6607 | 391433.2489 | -205.7357 |  | 18.8594 | 11.3033 | 15.568 | 6.3983 | 97.4699 | 106.3833 | 66.0083 | 64.9967 | 25.4174 | 28.7093 | 66.0866 | 26.3266 |  | 14034.9138 | 7635.734 | 11588.6158 | 4763.0247 | 72517.6007 | 76595.9718 | 49110.209 | 48357.5429 | 18300.5609 | 21359.7391 | 47582.3791 | 19586.9571 | -3.5541 | -39.9048 | -5.9999 | -156.2769 | 0 | 0 | 0 | 0 | 0 | 0 | 0 | 0
Benchmark | PACW-PGN | 55.2392 | 491021.5125 | -7125.7863 |  | 54.1755 | 53.1373 | 56.4694 | 76.84 | 88.9919 | 55.4686 | 38.009 | 19.2611 | 46.0622 | 66.1671 | 56.3245 | 52.2041 |  | 40392.7943 | 35824.9125 | 42279.7338 | 55324.7727 | 66209.9466 | 39956.1518 | 29636.1393 | 18696.545 | 33198.2856 | 49251.9847 | 40939.4604 | 39310.7859 | -86.2017 | -116.646 | -266.4703 | 0 | 0 | -18.7366 | -1357.46 | -4366.3209 | -33.5134 | -23.6992 | -385.7959 | -470.9424
Benchmark | PGN-AVA | -80.6324 | 0 | -706339.9552 |  | -86.834 | -97.6937 | -96.9212 | -100.6847 | -16.2556 | -54.7813 | -63.0637 | -74.1807 | -127.4543 | -89.2014 | -73.837 | -89.4366 |  | 0 | 0 | 0 | 0 | 0 | 0 | 0 | 0 | 0 | 0 | 0 | 0 | -64604.506 | -65650.1976 | -72109.3845 | -72492.9862 | -12094.1666 | -39442.548 | -46919.384 | -55190.4191 | -91767.0821 | -66365.8651 | -53162.6161 | -66540.7999
Benchmark | PSCO-NM | 58.5816 | 515102.8967 | -1928.2516 |  | 73.4987 | 52.2475 | 43.1889 | 45.2548 | 50.988 | 59.8291 | 57.3285 | 61.3183 | 55.1558 | 63.1693 | 74.5549 | 65.8473 |  | 54683.0028 | 35603.018 | 32243.6917 | 32614.9243 | 38071.0604 | 43135.291 | 42673.5789 | 46081.0114 | 40315.2317 | 46997.9432 | 53679.5093 | 49004.634 | 0 | -492.7067 | -111.1313 | -31.4652 | -135.97 | -58.3381 | -21.1832 | -460.1815 | -603.0255 | 0 | 0 | -14.25
Benchmark | PSCO-WACM | -199.6675 | 39.9974 | -1749127.7241 |  | -144.2719 | -260.2759 | -242.4767 | -51.9763 | -102.3104 | -131.4033 | -192.8958 | -146.0321 | -174.4755 | -199.9507 | -319.0433 | -432.8359 |  | 3.0006 | 1.0003 | 6.997 | 16 | 9.0002 | 0 | 0 | 0 | 0 | 1.0004 | 0.9993 | 1.9997 | -107341.3135 | -174906.4146 | -180409.6371 | -37438.9544 | -76127.9415 | -94610.3877 | -143514.5049 | -108647.8991 | -125622.324 | -148764.2895 | -229712.1791 | -322031.8787
Benchmark | SRP-CA | 641.3503 | 5620834.2124 | -2605.4132 |  | 625.0288 | 503.7135 | 462.1388 | 365.8487 | 322.8542 | 571.2875 | 899.9878 | 758.474 | 833.7572 | 761.4055 | 702.0185 | 873.3861 |  | 465021.4553 | 338495.4672 | 343831.2384 | 263952.0246 | 241230.6722 | 412364.3049 | 669590.9538 | 564304.6329 | 600305.1929 | 566485.6813 | 505453.3486 | 649799.2403 | 0 | 0 | 0 | -540.9284 | -1027.176 | -1037.3088 | 0 | 0 | 0 | 0 | 0 | 0
Benchmark | SRP-TEP | 77.4705 | 920076.2102 | -241434.5421 |  | -33.5678 | 313.7936 | 53.7407 | 100.9961 | 17.2822 | 112.4526 | 122.7003 | 91.5441 | 82.3522 | -87.7166 | 125.5925 | 56.9434 |  | 28785.278 | 213496.6179 | 58437.1053 | 75187.0428 | 31004.7782 | 81923.8682 | 114217.93 | 99294.1716 | 69679.4014 | 2646.3142 | 101322.2834 | 44081.4192 | -53759.6936 | -2627.3115 | -18454.0529 | -2469.869 | -18146.8197 | -958.0005 | -22928.9287 | -31185.3545 | -10385.8104 | -67907.4757 | -10895.7147 | -1715.5108
Benchmark | SRP-WALC | 51.3685 | 1063660.9408 | -613672.7535 |  | 290.3464 | 251.1027 | 45.5202 | -86.866 | -156.8427 | -178.7016 | -229.4533 | -62.3096 | 56.8048 | 94.6651 | 211.6331 | 393.3166 |  | 217107.3258 | 171849.092 | 49429.8025 | 4235.9505 | 1482.0643 | 396.6192 | 1447.7243 | 24239.3092 | 58712.4035 | 81632.4365 | 159748.8582 | 293379.3546 | -1089.6343 | -3108.1033 | -15562.745 | -66779.4664 | -118173.0415 | -129061.7465 | -172160.9878 | -70597.6236 | -17812.9412 | -11201.6005 | -7373.0468 | -751.8165
Benchmark | TEP-WALC | 30.1376 | 298407.9146 | -34402.4528 |  | 4.7477 | 25.9579 | 58.2972 | 14.5201 | 7.708 | 11.0275 | 20.2996 | 22.7354 | -7.4339 | 44.3826 | 130.7555 | 29.1629 |  | 6575.6322 | 24638.1961 | 43653.8642 | 12373.3353 | 6743.954 | 9983.9811 | 19026.7211 | 22703.5338 | 1829.3551 | 33149.9529 | 95464.6064 | 22264.7824 | -3043.3446 | -7194.5017 | -280.7519 | -1918.8914 | -1009.2294 | -2044.1892 | -3923.8487 | -5788.3596 | -7181.7809 | -129.3128 | -1320.6649 | -567.5776
Benchmark | WACM-NM | 0.78787 | 27377.4285 | -20475.6988 |  | -4.0691 | 1.0871 | -3.3515 | -11.3128 | -2.4185 | 3.4308 | 2.827 | 8.7272 | 8.1632 | 4.2232 | 1.0461 | 1.0718 |  | 718.7226 | 1200.0636 | 634.41 | 433.2945 | 987.0237 | 2483.1585 | 2347.4128 | 7113.2313 | 6083.3685 | 3563.8014 | 886.7044 | 926.2373 | -3746.1044 | -469.5334 | -3127.9478 | -8578.4917 | -2786.3919 | -12.998 | -244.1034 | -620.1675 | -205.8854 | -421.7222 | -133.5211 | -128.8319
Benchmark | WACM-NWE | -70.3313 | 57.7141 | -616159.6493 |  | -40.3506 | -38.6733 | -54.3241 | -61.129 | -145.0129 | -105.3783 | -102.6768 | -69.5056 | -30.3182 | -51.5268 | -86.9121 | -55.1817 |  | 5.2876 | 1.9999 | 7.7257 | 15.7005 | 1.9999 | 0.99997 | 2.0001 | 3.9999 | 13.0003 | 2.0001 | 1 | 2 | -30026.1507 | -25990.4476 | -40424.8782 | -44028.5636 | -107891.5972 | -75873.3894 | -76393.5716 | -51716.1584 | -21842.0753 | -38337.9181 | -62577.7351 | -41057.1639
Benchmark | WACM-WALC | -12.7566 | 18555.4297 | -130303.6806 |  | -4.5483 | -14.9819 | -15.9 | -16.2468 | -10.1915 | -15.8959 | -16.8467 | -14.3959 | -13.3171 | -14.7803 | -4.1855 | -11.9607 |  | 2904.5562 | 1214.7083 | 1061.5009 | 543.0479 | 1507.0598 | 791.312 | 1218.364 | 3019.3606 | 2524.4183 | 954.5743 | 1782.8555 | 1033.6718 | -6288.4969 | -11282.5252 | -12891.0788 | -12240.7728 | -9089.5104 | -12236.3753 | -13752.2806 | -13729.9438 | -12112.6978 | -11951.1371 | -4796.4457 | -9932.4162
Benchmark | WALC-IID | -33.3252 | 35694.4032 | -327623.3449 |  | -48.9834 | -56.9953 | -44.7074 | -33.0361 | -29.515 | -21.2162 | -4.3337 | -14.0443 | -8.4873 | -43.4674 | -46.9438 | -49.7017 |  | 2.4205 | 0 | 145.4257 | 1000.6772 | 1955.1962 | 4586.7515 | 9055.0131 | 8356.9864 | 9366.9412 | 1145.983 | 23.7804 | 55.228 | -36446.059 | -38300.8165 | -33407.7123 | -24786.6837 | -23914.3681 | -19862.3872 | -12279.2839 | -18805.911 | -15477.8119 | -33485.7399 | -33823.3124 | -37033.259
Benchmark | WALC-LADWP | 652.4897 | 5715972.5179 | -162.9906 |  | 848.9605 | 711.355 | 532.3389 | 454.9336 | 403.4931 | 506.7975 | 613.7365 | 775.1911 | 765.981 | 623.8004 | 826.1897 | 770.9873 |  | 631626.5757 | 478030.5361 | 396060.1518 | 327710.1572 | 300201.8768 | 364896.2067 | 456619.9547 | 576742.1504 | 551506.3187 | 464107.4783 | 594856.5704 | 573614.5413 | 0 | 0 | 0 | -157.9933 | -2.9997 | -1.9975 | 0 | 0 | 0 | 0 | 0 | 0
Benchmark | WALC-PSCO | 195.308 | 1712419.2807 | -1521.028 |  | 194.8505 | 265.533 | 273.0419 | 257.0206 | 210.3361 | 124.7452 | 172.6375 | 139.7982 | 128.196 | 217.6784 | 162.0544 | 201.0772 |  | 144977.6696 | 178443.145 | 203151.9676 | 185061.1656 | 156537.9032 | 90962.845 | 128473.3043 | 104116.9947 | 92409.7487 | 161961.7625 | 116707.9759 | 149614.7985 | -8.8902 | -4.9999 | -8.8214 | -6.3135 | -47.8455 | -1146.2683 | -30.9999 | -107.1551 | -108.6115 | -8.9998 | -28.7917 | -13.3313
|  | average annual net flow | sum of annual pos flows | sum of annual neg flows |  | average net monthly flow 1: average net monthly flow |  | sum of positive monthly flow | [11 empty] | sum of negative monthly flow
CASE | PATH | ANNUAL | ANNUAL | ANNUAL | MONTH: | 1 | 2 | 3 | 4 | 5 | 6 | 7 | 8 | 9 | 10 | 11 | 12 | MONTH: | 1 | 2 | 3 | 4 | 5 | 6 | 7 | 8 | 9 | 10 | 11 | 12 | 1 | 2 | 3 | 4 | 5 | 6 | 7 | 8 | 9 | 10 | 11 | 12
EIM | AB-NWE | 0 | 0 | 0 |  | 0 | 0 | 0 | 0 | 0 | 0 | 0 | 0 | 0 | 0 | 0 | 0 |  | 0 | 0 | 0 | 0 | 0 | 0 | 0 | 0 | 0 | 0 | 0 | 0 | 0 | 0 | 0 | 0 | 0 | 0 | 0 | 0 | 0 | 0 | 0 | 0
EIM | AVA-BC | 0 | 0 | 0 |  | 0 | 0 | 0 | 0 | 0 | 0 | 0 | 0 | 0 | 0 | 0 | 0 |  | 0 | 0 | 0 | 0 | 0 | 0 | 0 | 0 | 0 | 0 | 0 | 0 | 0 | 0 | 0 | 0 | 0 | 0 | 0 | 0 | 0 | 0 | 0 | 0
EIM | AVA-BPA | -709.4771 | 4583.1237 | -6219602.5136 |  | -905.5624 | -821.1283 | -760.4668 | -531.6034 | -159.3923 | -131.367 | -815.5435 | -1006.032 | -829.9081 | -658.5322 | -819.5177 | -1068.5246 |  | 0 | 0 | 0 | 0 | 1682.2717 | 2900.852 | 0 | 0 | 0 | 0 | 0 | 0 | -673738.4245 | -551798.1852 | -565787.2667 | -382754.4295 | -120270.11 | -97485.0865 | -606764.3843 | -748487.7791 | -597533.8313 | -489947.9753 | -590052.7183 | -794982.323
EIM | AVA-IPC | 88.7068 | 781451.0152 | -4379.5921 |  | 55.7617 | 51.8281 | 36.1346 | 24.8574 | 106.1188 | 162.9901 | 175.6866 | 168.3776 | 72.6365 | 53.7521 | 83.1609 | 69.2473 |  | 41710.0983 | 35315.074 | 27728.9182 | 19432.1957 | 78980.4466 | 117448.5122 | 130710.8329 | 125272.9502 | 52518.1731 | 40512.689 | 60115.1725 | 51705.9526 | -223.4015 | -486.6067 | -844.7524 | -1534.8728 | -28.095 | -95.6154 | 0 | 0 | -219.8917 | -521.1192 | -239.2921 | -185.9453
EIM | AVA-NWE | -20.4086 | 9644.1137 | -188423.7733 |  | -14.8353 | -8.7247 | 1.6205 | -20.5766 | -28.0489 | -30.8649 | -43.5162 | -40.077 | 4.9062 | -20.3357 | -19.9559 | -22.876 |  | 273.7859 | 472.3087 | 3267.4378 | 30.5979 | 59.3506 | 3.3294 | 0 | 0 | 5528.3183 | 0 | 6.6442 | 2.341 | -11311.2211 | -6335.3101 | -2061.8059 | -14845.7144 | -20927.7354 | -22226.0549 | -32376.0236 | -29817.3029 | -1995.838 | -15129.7497 | -14374.8978 | -17022.1196
EIM | AVA-PACW | 15.567 | 364216.4747 | -227849.3736 |  | -18.6293 | 2.5475 | -44.3471 | -54.4968 | 26.0331 | 77.4001 | 122.4993 | 118.0676 | 24.0355 | -11.9612 | -14.8042 | -41.7725 |  | 12063.2489 | 14986.0581 | 4777.926 | 1840.2909 | 25147.1677 | 58147.02 | 91894.7077 | 89579.3632 | 27853.419 | 15038.4493 | 14319.7759 | 8569.048 | -25923.4251 | -13274.1179 | -37772.1791 | -41077.9795 | -5778.5621 | -2418.9289 | -755.2004 | -1737.0521 | -10547.8345 | -23937.5465 | -24978.7851 | -39647.7625
EIM | AZPS-CA | 347.0386 | 3040087.9239 | -30.0641 |  | 301.2751 | 321.2125 | 295.2282 | 318.7941 | 304.1108 | 313.8514 | 446.2987 | 447.5474 | 389.6482 | 292.563 | 376.5101 | 355.2677 |  | 224148.6873 | 215854.7848 | 219649.7748 | 229531.7635 | 226258.4003 | 226003.0423 | 332046.2256 | 332975.2989 | 280546.6696 | 217666.8541 | 271087.2638 | 264319.159 | 0 | 0 | 0 | 0 | 0 | -30.0641 | 0 | 0 | 0 | 0 | 0 | 0
EIM | AZPS-IID | -67.7846 | 0 | -593793.2505 |  | -68.0702 | -66.7085 | -64.2863 | -52.0502 | -62.4104 | -69.9657 | -73.5825 | -70.0691 | -65.4252 | -93.1836 | -61.6408 | -65.2074 |  | 0 | 0 | 0 | 0 | 0 | 0 | 0 | 0 | 0 | 0 | 0 | 0 | -50644.1977 | -44828.0841 | -47829.0134 | -37476.1667 | -46433.3032 | -50375.2789 | -54745.3795 | -52131.4071 | -47106.1247 | -69328.6128 | -44381.4035 | -48514.2791
EIM | AZPS-LADWP | 691.8934 | 6060986.2269 | 0 |  | 591.5701 | 681.2358 | 630.2434 | 607.9055 | 601.3489 | 658.3714 | 832.8418 | 817.3229 | 712.7315 | 692.1257 | 734.8622 | 739.3979 |  | 440128.1205 | 457790.4798 | 468901.0788 | 437691.9877 | 447403.5594 | 474027.3768 | 619634.2854 | 608088.2725 | 513166.6642 | 514941.5472 | 529100.8168 | 550112.0378 | 0 | 0 | 0 | 0 | 0 | 0 | 0 | 0 | 0 | 0 | 0 | 0
EIM | AZPS-NM | 217.1321 | 1902368.0752 | -290.9556 |  | 207.2063 | 339.6019 | 153.4696 | 248.9857 | 210.0603 | 162.5655 | 225.0153 | 200.8765 | 157.9062 | 314.3158 | 209.6363 | 184.9126 |  | 154178.1422 | 228216.4915 | 114192.2506 | 179271.7105 | 156288.8619 | 117129.8038 | 167416.4057 | 149463.1498 | 113803.5692 | 233850.9523 | 150938.1455 | 137618.5923 | -16.6863 | -4.0004 | -10.8351 | -2.0002 | -4.0002 | -82.6443 | -4.9997 | -11.0608 | -111.0959 | 0 | 0 | -43.6328
EIM | AZPS-SRP | 673.1112 | 5897119.5326 | -665.0016 |  | 800.2701 | 705.3661 | 200.1007 | 524.6096 | 529.7894 | 905.4248 | 673.646 | 659.2451 | 955.169 | 513.5089 | 794.6845 | 834.3662 |  | 595400.9824 | 474028.9774 | 149263.3315 | 377788.5992 | 394166.3175 | 651905.8427 | 501195.6099 | 490630.4184 | 687721.7104 | 382070.4435 | 572178.8513 | 620768.4483 | 0 | -22.9917 | -388.4382 | -69.6959 | -3 | 0 | -2.9947 | -152.055 | 0 | -19.8256 | -6.0005 | 0
EIM | AZPS-TEP | 307.2494 | 2691504.3476 | 0 |  | 271.3733 | 243.8604 | 245.6708 | 198.2447 | 302.4548 | 382.3181 | 441.9923 | 445.0785 | 388.2686 | 270.8351 | 252.2815 | 238.2253 |  | 201901.7569 | 163874.2202 | 182779.0468 | 142736.1694 | 225026.3956 | 275269.0626 | 328842.2804 | 331138.4065 | 279553.4114 | 201501.3372 | 181642.6443 | 177239.6162 | 0 | 0 | 0 | 0 | 0 | 0 | 0 | 0 | 0 | 0 | 0 | 0
EIM | AZPS-WALC | 288.8258 | 2536110.6822 | -5996.3719 |  | 220.6149 | 396.6972 | 274.976 | 421.7484 | 299.3722 | 196.1678 | 198.2451 | 136.5905 | 158.0639 | 433.08 | 443.7332 | 299.1378 |  | 164210.7724 | 266666.5061 | 204582.1255 | 303658.8618 | 222732.8826 | 142237.614 | 147809.3429 | 104095.3736 | 115645.7088 | 322214.5098 | 319487.9236 | 222769.061 | -73.2791 | -85.9673 | 0 | 0 | 0 | -996.8066 | -315.0073 | -2472.0537 | -1839.7293 | -3.0001 | 0 | -210.5286
EIM | BPA-CA | 327.0169 | 2865204.2062 | -536.2446 |  | 121.4251 | 69.0278 | 105.0094 | 47.9713 | 690.536 | 759.7382 | 584.2007 | 474.864 | 194.3449 | 215.0037 | 454.7426 | 187.1701 |  | 90750.0207 | 46387.7102 | 78249.4707 | 34542.3225 | 513758.8096 | 547011.5145 | 434645.3075 | 353298.825 | 139928.3108 | 159962.7228 | 327414.6725 | 139254.5193 | -409.7348 | -0.99939 | -122.511 | -2.9995 | 0 | 0 | 0 | 0 | 0 | 0 | 0 | 0
EIM | BPA-LADWP | 153.2661 | 1342621.6267 | -11 |  | 8.9247 | 32.7071 | 91.3048 | 63.937 | 676.1932 | 503.5372 | 126.0157 | 77.3914 | 43.796 | 53.362 | 73.5552 | 79.1163 |  | 6648.9801 | 21979.1383 | 67931.7736 | 46034.6513 | 503087.7557 | 362546.7587 | 93755.6509 | 57579.2227 | 31533.1181 | 39701.3081 | 52959.7714 | 58863.4978 | -9 | 0 | -1 | 0 | 0 | 0 | 0 | 0 | 0 | 0 | 0 | -1
EIM | BPA-NNV | -28.5777 | 75322.1978 | -325663.1248 |  | -87.9808 | -92.2759 | -98.9206 | -11.3146 | 12.9966 | 26.1494 | 14.8364 | 6.8224 | 0.050325 | 11.2415 | -69.761 | -59.0236 |  | 591.9176 | 3387.3492 | 277.9535 | 1183.9378 | 9853.892 | 18991.9339 | 11524.1085 | 6325.5267 | 6762.4456 | 12138.6223 | 165.482 | 4119.0287 | -66049.6359 | -65396.774 | -73874.9033 | -9330.4342 | -184.4585 | -164.3445 | -485.8213 | -1249.627 | -6726.2117 | -3774.9508 | -50393.3782 | -48032.5854
EIM | BPA-NWE | -180.1424 | 60100.2973 | -1638147.9044 |  | -333.2388 | -282.4724 | -340.2919 | -190.8187 | 8.9579 | 25.5658 | -30.0537 | -33.0703 | -91.8429 | -140.1945 | -298.2047 | -460.6164 |  | 5760.329 | 0 | 0.99983 | 135.8589 | 28979.7001 | 21756.4736 | 2015.6104 | 463.0729 | 130.9113 | 0 | 295.2869 | 562.0544 | -253689.9953 | -189821.4484 | -253178.1897 | -137525.3082 | -22315.0093 | -3349.1309 | -24375.5966 | -25067.361 | -66257.8288 | -104304.7341 | -215002.6362 | -343260.666
EIM | BPA-PACW | 1325.1246 | 11608091.2804 | 0 |  | 1344.5224 | 1308.6217 | 1208.0586 | 984.8185 | 1347.1327 | 1508.0368 | 1596.354 | 1451.4245 | 1252.395 | 1225.3473 | 1399.5978 | 1268.5674 |  | 1000324.6865 | 879393.7547 | 898795.635 | 709069.3239 | 1002266.76 | 1085786.4796 | 1187687.3876 | 1079859.8625 | 901724.4003 | 911658.393 | 1007710.428 | 943814.1693 | 0 | 0 | 0 | 0 | 0 | 0 | 0 | 0 | 0 | 0 | 0 | 0
EIM | BPA-PGN | 1133.5249 | 9929925.3744 | -247.1455 |  | 1231.5408 | 1109.4306 | 1170.016 | 695.7217 | 1475.5649 | 1532.3172 | 1240.0118 | 1077.6495 | 801.0187 | 829.476 | 1204.1177 | 1223.3951 |  | 916266.3828 | 745537.3628 | 870491.8797 | 501159.7759 | 1097820.2905 | 1103268.3708 | 922568.7808 | 801771.2284 | 576735.461 | 617135.1328 | 866964.7336 | 910205.9753 | 0 | 0 | 0 | -240.1454 | 0 | 0 | 0 | 0 | -2 | -5.0001 | 0 | 0
EIM | BPA-PSE | 2055.5875 | 18006946.7004 | 0 |  | 2425.6251 | 2340.8635 | 2143.4605 | 1887.1255 | 1809.5593 | 1853.6463 | 1800.2109 | 1895.7397 | 1786.5627 | 1960.8455 | 2241.1936 | 2535.1857 |  | 1804665.061 | 1573060.259 | 1594734.5768 | 1358730.391 | 1346312.111 | 1334625.317 | 1339356.8813 | 1410430.33 | 1286325.1513 | 1458869.056 | 1613659.414 | 1886178.152 | 0 | 0 | 0 | 0 | 0 | 0 | 0 | 0 | 0 | 0 | 0 | 0
EIM | CA-BANC | 177.3457 | 1620312.6733 | -66764.5762 |  | 163.9494 | 233.7255 | 187.62 | 15.2454 | -25.4418 | 99.0607 | 201.9061 | 255.6246 | 170.6534 | 276.6809 | 170.2551 | 376.126 |  | 121999.3524 | 157065.5591 | 139622.2545 | 15226.3916 | 18218.7771 | 82581.5731 | 157390.8392 | 192221.319 | 124474.6018 | 205905.5868 | 123933.3934 | 281673.0254 | -20.9977 | -2.0001 | -32.9992 | -4249.7025 | -37147.5017 | -11257.8472 | -7172.6827 | -2036.6449 | -1604.1604 | -54.9989 | -1349.732 | -1835.3089
EIM | CA-IID | -381.7512 | 30.2621 | -3344170.7753 |  | -422.2142 | -459.2921 | -460.5971 | -494.4961 | -416.2238 | -297.1519 | -247.2618 | -256.4228 | -286.2824 | -348.0931 | -455.8827 | -444.82 |  | 0 | 0 | 0 | 0 | 0 | 0 | 4.9997 | 0 | 25.2624 | 0 | 0 | 0 | -314127.3658 | -308644.2956 | -342684.2282 | -356037.198 | -309670.5138 | -213949.4035 | -183967.7481 | -190778.597 | -206148.5726 | -258981.2743 | -328235.5192 | -330946.0592
EIM | CA-LADWP | -77.4958 | 45843.2831 | -724706.3011 |  | -155.3911 | -12.0739 | 5.2534 | 27.7384 | -14.6999 | -89.6418 | -94.915 | -80.5237 | -123.6703 | -74.0221 | -170.3056 | -142.847 |  | 22.0057 | 8692.9006 | 12697.5729 | 21438.9188 | 1020.9566 | 47.006 | 434.9966 | 126.143 | 802.0915 | 556.6902 | 1.0012 | 3 | -115632.9749 | -16806.5844 | -8789.0173 | -1467.3001 | -11957.6839 | -64589.0873 | -71051.79 | -60035.783 | -89844.7308 | -55629.1419 | -122621.0588 | -106281.1487
EIM | CA-NEVP | -30.5985 | 211599.9786 | -479642.7047 |  | -93.5777 | -70.5047 | 12.2134 | 40.806 | 13.7467 | 20.8134 | 22.4872 | -45.2451 | -48.9767 | -70.0438 | -78.2707 | -72.6606 |  | 400.468 | 4302.5142 | 40189.5021 | 44562.6395 | 22588.332 | 30416.3546 | 33777.5695 | 8850.9601 | 9054.7162 | 6762.2662 | 6786.1137 | 3908.5425 | -70022.2419 | -51681.6789 | -31102.7249 | -15182.3183 | -12360.797 | -15430.6983 | -17047.1203 | -42513.2787 | -44317.9228 | -58874.882 | -63140.996 | -57968.0456
EIM | CA-NNV | -86.9784 | 0 | -761930.9018 |  | -109.3894 | -79.9212 | -88.0663 | -34.8911 | -66.4042 | -81.0582 | -81.6846 | -96.6527 | -83.8441 | -98.8832 | -125.5042 | -96.0291 |  | 0 | 0 | 0 | 0 | 0 | 0 | 0 | 0 | 0 | 0 | 0 | 0 | -81385.7461 | -53707.018 | -65521.3365 | -25121.5748 | -49404.7255 | -58361.933 | -60773.3488 | -71909.6319 | -60367.7581 | -73569.0883 | -90363.0549 | -71445.6859
EIM | CA-WALC | 35.9046 | 400534.8419 | -86010.8599 |  | 52.664 | 56.6878 | 36.5221 | -32.8883 | 18.8885 | 27.011 | 16.1143 | 14.831 | 45.3293 | 96.8316 | 33.3655 | 65.2253 |  | 41384.582 | 40048.5622 | 37148.2471 | 10979.7728 | 17988.0341 | 24173.7139 | 21533.3306 | 17924.2467 | 37416.4574 | 73047.2105 | 28378.5863 | 50512.0983 | -2202.5551 | -1954.3823 | -9975.7979 | -34659.3616 | -3935.0197 | -4725.7767 | -9544.2663 | -6890.0084 | -4779.3552 | -1004.4662 | -4355.4089 | -1984.4616
EIM | EPE-CA | 0 | 0 | 0 |  | 0 | 0 | 0 | 0 | 0 | 0 | 0 | 0 | 0 | 0 | 0 | 0 |  | 0 | 0 | 0 | 0 | 0 | 0 | 0 | 0 | 0 | 0 | 0 | 0 | 0 | 0 | 0 | 0 | 0 | 0 | 0 | 0 | 0 | 0 | 0 | 0
EIM | EPE-NM | -355.7303 | 355.6136 | -3116553.2339 |  | -353.4353 | -178.9739 | -327.0789 | -308.5048 | -309.496 | -429.3051 | -471.1807 | -460.0368 | -365.2236 | -370.0455 | -320.8367 | -357.5717 |  | 132.2317 | 0.99996 | 4.6791 | 153.9998 | 53.2716 | 0 | 0 | 0 | 10.4315 | 0 | 0 | 0 | -263088.1068 | -120271.4606 | -243351.3787 | -222277.4902 | -230318.2948 | -309099.6406 | -350558.4474 | -342267.3608 | -262971.4267 | -275313.8884 | -231002.3884 | -266033.3505
EIM | EPE-TEP | -129.0428 | 9382.9178 | -1139798.2833 |  | -114.5464 | -209.1818 | -129.0099 | -94.8932 | -162.3897 | -117.5787 | -114.982 | -78.4826 | -127.1564 | -100.3194 | -164.1224 | -143.2064 |  | 507.2591 | 2.0001 | 1937.614 | 2705.1086 | 49.1579 | 24.4366 | 508.7346 | 751.8238 | 813.4019 | 1021.9328 | 884.869 | 176.5794 | -85729.7915 | -140572.1558 | -97920.9518 | -71028.196 | -120867.1037 | -84681.0934 | -86055.3665 | -59142.8995 | -92365.9988 | -75659.5526 | -119053.0097 | -106722.164
EIM | IPC-BPA | -20.5646 | 13683.2641 | -193829.191 |  | -0.33995 | 1.1352 | 1.1703 | -13.6805 | -41.2275 | -49.9742 | -59.4265 | -56.8903 | -26.2639 | 3.6577 | -1.1558 | -1.9642 |  | 2007.4706 | 2252.1539 | 2438.0994 | 0 | 0 | 0.11279 | 0 | 0 | 0 | 3498.3355 | 1632.9219 | 1854.17 | -2260.3925 | -1489.2953 | -1567.3812 | -9849.9841 | -30673.2487 | -35981.5131 | -44213.2957 | -42326.4198 | -18910.0239 | -777.0122 | -2465.124 | -3315.5005
EIM | IPC-NNV | -6.6296 | 10292.8128 | -68368.0473 |  | 0.60217 | 2.2215 | -1.5082 | 1.0143 | -4.3316 | -17.7844 | -27.1903 | -21.7773 | -7.6318 | 0.13187 | -2.2477 | -0.20136 |  | 1448.5326 | 1858.8229 | 430.4245 | 1338.6728 | 925.9522 | 590.5221 | 124.1179 | 945.5247 | 512.5696 | 1130.6602 | 291.1351 | 695.8783 | -1000.5168 | -365.952 | -1552.5545 | -608.3579 | -4148.6486 | -13395.3226 | -20353.7068 | -17147.8175 | -6007.4523 | -1032.5463 | -1909.4792 | -845.6928
EIM | IPC-PACE | -886.7082 | 3808.4197 | -7771372.2976 |  | -1045.652 | -1065.5264 | -742.7625 | -604.6157 | -413.6126 | -776.21 | -1169.7734 | -1212.6439 | -1096.2909 | -749.178 | -763.0133 | -1008.6312 |  | 0 | 0 | 0 | 0 | 3594.2573 | 0.99953 | 0 | 0 | 0 | 0 | 0 | 213.1629 | -777965.1246 | -716033.72 | -552615.2655 | -435323.3048 | -311322.0149 | -558872.222 | -870311.4403 | -902207.0702 | -789329.4377 | -557388.4007 | -549369.5432 | -750634.7536
EIM | IPC-PACW | -28.2391 | 288877.5745 | -536252.2102 |  | 60.4903 | 82.4197 | 60.9922 | 44.1777 | -42.021 | -137.904 | -199.6335 | -176.4414 | -33.4848 | -11.3911 | 9.7315 | 14.7581 |  | 48604.3823 | 58092.0187 | 48894.3212 | 33808.2336 | 7141.8001 | 6527.7459 | 1511.9687 | 2089.5909 | 11567.3969 | 10791.0898 | 25660.572 | 34188.4545 | -3599.6308 | -2705.9622 | -3516.1352 | -2000.2542 | -38405.4205 | -105818.6387 | -150039.2637 | -133361.9889 | -35676.4537 | -19266.0842 | -18653.9196 | -23208.4585
EIM | IPC-PGN | 0 | 0 | 0 |  | 0 | 0 | 0 | 0 | 0 | 0 | 0 | 0 | 0 | 0 | 0 | 0 |  | 0 | 0 | 0 | 0 | 0 | 0 | 0 | 0 | 0 | 0 | 0 | 0 | 0 | 0 | 0 | 0 | 0 | 0 | 0 | 0 | 0 | 0 | 0 | 0
EIM | LADWP-NEVP | -19.905 | 2.9999 | -174370.5389 |  | -11.1144 | -21.7046 | -29.6809 | -29.8906 | -20.3704 | -13.4091 | -5.6448 | -17.5786 | -32.9473 | -51.8064 | -3.3543 | -1.5318 |  | 0 | 0 | 0 | 0 | 0 | 0.9999 | 0 | 0 | 0 | 0 | 0 | 2 | -8269.1417 | -14585.5151 | -22082.5863 | -21521.2498 | -15155.5971 | -9655.5476 | -4199.7252 | -13078.4501 | -23722.0508 | -38543.934 | -2415.1014 | -1141.6399
EIM | LADWP-NNV | -0.52003 | 2724.9973 | -7280.4374 |  | -0.51094 | -0.5921 | -0.80952 | -0.27953 | -0.79676 | -0.74335 | -0.65946 | -0.586 | 0.098138 | 0.0032417 | -0.82541 | -0.53497 |  | 226.0574 | 168.0382 | 70.7678 | 380.6485 | 71.6678 | 93.2066 | 144.0284 | 193.2968 | 578.0145 | 543.6453 | 60.3879 | 195.2381 | -606.1953 | -565.9315 | -673.051 | -581.907 | -664.4575 | -628.4198 | -634.6686 | -629.2817 | -507.3554 | -541.2336 | -654.6819 | -593.2541
EIM | LADWP-PACE | -0.99948 | 0 | -8755.4847 |  | -0.99941 | -0.99944 | -0.99945 | -0.99947 | -0.99975 | -0.99955 | -0.99933 | -0.99938 | -0.99934 | -0.99964 | -0.99962 | -0.99944 |  | 0 | 0 | 0 | 0 | 0 | 0 | 0 | 0 | 0 | 0 | 0 | 0 | -743.5589 | -671.6244 | -743.5924 | -719.6206 | -743.8162 | -719.6765 | -743.4985 | -743.5373 | -719.5222 | -743.7302 | -719.7234 | -743.5842
EIM | NEVP-WALC | -114.5767 | 53489.8125 | -1057181.4255 |  | -27.368 | -72.0638 | -15.4891 | -213.6138 | -236.2477 | -201.028 | -259.2823 | -121.1939 | -45.1756 | -2.721 | -48.5403 | -129.6969 |  | 9132.6328 | 2756.2882 | 11740.6709 | 1042.6826 | 145.8373 | 330.3046 | 1130.0548 | 1096.7841 | 7958.4547 | 14382.1235 | 3100.4247 | 673.5544 | -29494.3956 | -51183.1912 | -23264.5978 | -154844.6373 | -175914.0953 | -145070.4843 | -194036.0814 | -91265.0156 | -40484.8775 | -16406.534 | -38049.4717 | -97168.0438
EIM | NM-TEP | 89.3778 | 815800.7934 | -32851.3466 |  | 69.8859 | 98.3487 | 50.0116 | 0.21272 | 44.8398 | 91.6259 | 169.1205 | 162.8494 | 111.0693 | 85.3653 | 110.2851 | 78.3577 |  | 55298.3886 | 68501.7102 | 38794.8978 | 14167.1918 | 37843.6054 | 68075.8962 | 125884.2199 | 122233.7097 | 81093.9137 | 63767.7729 | 79534.6668 | 60604.8206 | -3303.2479 | -2411.4032 | -1586.2783 | -14014.0309 | -4482.7735 | -2105.2392 | -58.552 | -1073.7324 | -1124.0081 | -255.993 | -129.3712 | -2306.7169
EIM | NM-WALC | 214.8643 | 1885231.5991 | -3019.9485 |  | 237.2305 | 232.0651 | 314.1824 | 159.3493 | 174.8102 | 218.038 | 243.8732 | 224.2918 | 211.5576 | 119.3308 | 194.9598 | 247.9107 |  | 176500.4739 | 156210.6316 | 233752.9433 | 114764.8295 | 130062.8105 | 156987.386 | 181454.626 | 166873.1356 | 152321.4847 | 91475.6686 | 140377.0649 | 184450.5445 | -0.99998 | -262.8554 | -1.2726 | -33.3033 | -4.0001 | 0 | -12.9995 | 0 | 0 | -2693.5173 | -6 | -5.0003
EIM | NNV-NEVP | 22.087 | 303413.9602 | -109931.4028 |  | 11.5276 | 14.7156 | 23.2689 | -0.65089 | 43.0889 | 37.1501 | 27.4134 | 20.9 | -10.0296 | -24.4998 | 65.2836 | 56.2733 |  | 22608.3994 | 19517.9013 | 18999.3586 | 14910.0223 | 32150.0469 | 28756.6277 | 23778.1924 | 21348.2838 | 16126.2674 | 8267.3066 | 47599.2428 | 49352.3109 | -14031.8644 | -9629.0232 | -1687.3066 | -15378.6623 | -91.8852 | -2008.5616 | -3382.5859 | -5798.7012 | -23347.6003 | -26495.1503 | -595.0605 | -7485.0012
EIM | NWE-PACE | 11.6419 | 122249.1118 | -20265.8002 |  | -5.6332 | -0.96231 | -0.03013 | 2.4235 | 13.6634 | 32.9884 | 53.5555 | 47.1273 | 1.2818 | -2.4459 | -1.923 | -1.9426 |  | 924.2121 | 475.6073 | 1094.9553 | 2317.0329 | 10210.3127 | 24087.2085 | 39934.8493 | 36394.4817 | 4046.8772 | 867.7425 | 893.3724 | 1002.46 | -5115.2959 | -1122.2784 | -1117.3721 | -572.1054 | -44.7224 | -335.5596 | -89.535 | -1331.76 | -3123.9638 | -2687.5104 | -2277.9366 | -2447.7606
EIM | PACE-AZPS | -1.5815 | 42953.8352 | -56807.9725 |  | -2.9382 | 2.5462 | -1.2507 | 0.096352 | 9.013 | 2.2286 | -12.3066 | -16.9838 | -3.4021 | 1.904 | 1.1572 | 1.5639 |  | 2523.9668 | 1922.3048 | 2503.9781 | 1636.4071 | 7621.7416 | 7589.4583 | 2899.5795 | 5101.3124 | 3935.4989 | 2851.9066 | 2115.616 | 2252.065 | -4710.0072 | -211.2348 | -3434.493 | -1567.0338 | -916.0824 | -5984.8629 | -12055.7017 | -17737.2551 | -6385.0187 | -1435.3514 | -1282.4293 | -1088.5022
EIM | PACE-NEVP | 43.8199 | 415103.6179 | -31241.2435 |  | 58.6147 | 60.4692 | 46.4225 | 24.3763 | 50.8531 | 33.287 | 11.3749 | 6.8396 | 23.0841 | 73.1095 | 52.8236 | 84.8502 |  | 44191.2808 | 40635.9426 | 35093.6592 | 17561.9113 | 37878.4638 | 27240.4196 | 16938.7248 | 20749.4353 | 18707.8743 | 54823.9252 | 38071.6017 | 63210.3793 | -581.9373 | -0.63281 | -555.3542 | -11.0003 | -43.7587 | -3273.78 | -8475.7828 | -15660.7819 | -2087.3471 | -430.4471 | -38.5773 | -81.844
EIM | PACE-NNV | -2.9774 | 17529.4252 | -43611.2436 |  | 0.75733 | 1.4899 | -2.5436 | -5.0281 | -8.9838 | -6.0903 | -1.7066 | -3.9009 | -3.6313 | -1.2669 | -5.6975 | 1.0302 |  | 2805.7319 | 2635.4335 | 1952.5913 | 502.8388 | 760.3656 | 560.2698 | 1562.8963 | 1049.5196 | 689.6215 | 2092.2934 | 666.6724 | 2251.1912 | -2242.2813 | -1634.2541 | -3845.0248 | -4123.0619 | -7444.2848 | -4945.3159 | -2832.5929 | -3951.7869 | -3304.1872 | -3034.8818 | -4768.8622 | -1484.7097
EIM | PACE-WACM | 28.6339 | 279907.6932 | -29074.3466 |  | 45.382 | 29.2699 | 17.0073 | 16.6589 | 23.9978 | 41.8279 | 3.7047 | 10.6331 | 17.7706 | 18.8275 | 47.2121 | 71.6652 |  | 33866.1832 | 19669.3797 | 12895.3987 | 12043.0444 | 17884.4509 | 31811.4149 | 14545.6412 | 21882.1082 | 13977.789 | 14015.6258 | 33992.7465 | 53323.9107 | -101.994 | 0 | -241.9756 | -48.6295 | -30.052 | -1695.359 | -11789.3273 | -13971.0611 | -1182.9488 | -7.9987 | 0 | -5.0006
EIM | PACE-WALC | 2.7173 | 44119.5103 | -20315.9082 |  | 7.602 | 5.2616 | 7.4737 | 2.2989 | 4.6306 | 0.57029 | -4.8144 | -5.9878 | 1.4893 | 8.6275 | 3.8693 | 1.7476 |  | 6959.4987 | 3633.6721 | 6631.5953 | 1813.0909 | 3875.1884 | 2746.0479 | 1531.4842 | 2810.403 | 2368.7996 | 6801.9561 | 3255.6451 | 1692.1289 | -1303.6301 | -97.8844 | -1071.1341 | -157.8648 | -430.0102 | -2335.4401 | -5113.4033 | -7265.3432 | -1296.4689 | -383.0954 | -469.7401 | -391.8935
EIM | PACW-CA | 122.0842 | 1069995.526 | -537.6576 |  | 88.1736 | 54.3724 | 59.4761 | 63.6338 | 184.7806 | 199.3711 | 177.272 | 161.7622 | 121.2334 | 123.4212 | 149.6311 | 76.7993 |  | 65878.9436 | 36579.9454 | 44335.7106 | 45947.934 | 137476.7824 | 143547.1576 | 131890.399 | 120351.0757 | 87288.0449 | 91825.3392 | 107734.3846 | 57139.809 | -277.7778 | -41.6885 | -85.4949 | -131.5996 | 0 | 0 | 0 | 0 | 0 | 0 | 0 | -1.0969
EIM | PACW-PGN | 55.1094 | 490335.451 | -7577.0226 |  | 55.156 | 52.9963 | 55.8416 | 76.0196 | 89.675 | 56.1386 | 36.9186 | 18.9649 | 46.0143 | 65.8913 | 56.0331 | 51.9032 |  | 41122.4109 | 35751.3293 | 41843.37 | 54734.1275 | 66718.2152 | 40435.8654 | 29066.8638 | 18552.325 | 33165.1884 | 49048.985 | 40740.3308 | 39156.4397 | -86.3677 | -137.7905 | -297.2416 | 0 | 0 | -16.0715 | -1599.439 | -4442.4268 | -34.9248 | -25.8251 | -396.4802 | -540.4554
EIM | PGN-AVA | -84.5852 | 0 | -740966.7085 |  | -97.2145 | -98.1271 | -95.1847 | -105.0239 | -18.2871 | -57.6441 | -65.8607 | -79.4929 | -133.6832 | -97.2054 | -76.4982 | -93.2247 |  | 0 | 0 | 0 | 0 | 0 | 0 | 0 | 0 | 0 | 0 | 0 | 0 | -72327.5751 | -65941.421 | -70817.4459 | -75617.1867 | -13605.5948 | -41503.7689 | -49000.3626 | -59142.7024 | -96251.8829 | -72320.8496 | -55078.7076 | -69359.211
EIM | PSCO-NM | 61.135 | 537121.1294 | -1578.895 |  | 75.4566 | 53.435 | 45.6871 | 46.8735 | 54.0186 | 61.0674 | 61.3997 | 65.7931 | 57.8849 | 65.2825 | 77.6627 | 68.2794 |  | 56144.8402 | 36586.9557 | 34085.7924 | 33771.8145 | 40262.633 | 43999.0482 | 45694.231 | 49340.3076 | 41943.2985 | 48570.1545 | 55919.5663 | 50802.4877 | -5.1224 | -678.6311 | -94.6223 | -22.889 | -72.8246 | -30.5165 | -12.8495 | -390.2371 | -266.185 | 0 | -2.398 | -2.6195
EIM | PSCO-WACM | -206.3694 | 36.999 | -1807832.8182 |  | -161.977 | -237.115 | -261.2425 | -54.0838 | -115.6505 | -130.6811 | -208.6604 | -148.4921 | -182.6252 | -204.1546 | -328.3943 | -442.1479 |  | 3.0002 | 1.0002 | 2.9995 | 17.9998 | 6.9981 | 0.9999 | 0.99991 | 0 | 1.0004 | 2.0009 | 0 | 0 | -120513.8628 | -159342.2902 | -194367.4259 | -38958.3578 | -86050.9866 | -94091.4012 | -155244.3324 | -110478.1102 | -131491.1415 | -151892.9894 | -236443.9112 | -328958.0091
EIM | SRP-CA | 651.8546 | 5712538.4388 | -2291.7245 |  | 627.4513 | 515.2491 | 472.5695 | 388.8881 | 333.3865 | 587.1555 | 913.4203 | 765.9737 | 836.1719 | 765.9671 | 714.5575 | 885.6439 |  | 466823.7323 | 346247.4066 | 351591.7055 | 280548.044 | 249422.3 | 423112.3237 | 679584.7279 | 569884.424 | 602043.7874 | 569879.5561 | 514481.3827 | 658919.0486 | 0 | 0 | 0 | -548.632 | -1382.7456 | -360.3468 | 0 | 0 | 0 | 0 | 0 | 0
EIM | SRP-TEP | 75.0557 | 897880.6229 | -240392.3413 |  | -27.9359 | 315.0169 | 49.0117 | 86.015 | 14.5156 | 106.0606 | 120.3541 | 83.6285 | 74.6471 | -83.4052 | 119.5444 | 69.2139 |  | 27345.4592 | 213946.2526 | 55919.1754 | 64568.2241 | 31797.2927 | 78020.7234 | 114231.6981 | 95479.7364 | 64567.2569 | 2757.3948 | 96564.8083 | 52682.6011 | -48129.7602 | -2254.9095 | -19454.4954 | -2637.4587 | -20997.6784 | -1657.0703 | -24688.262 | -33260.1502 | -10821.374 | -64810.8549 | -10492.8593 | -1187.4685
EIM | SRP-WALC | 61.2983 | 1109703.3482 | -572729.8657 |  | 304.6682 | 267.7065 | 47.6761 | -66.2959 | -153.5617 | -161.6601 | -217.1405 | -47.6852 | 58.5016 | 84.7489 | 225.9002 | 406.6083 |  | 227496.1867 | 182375.3502 | 52685.1894 | 9104.2112 | 2817.3975 | 901.6509 | 1703.8408 | 27476.3709 | 57834.5631 | 75307.6252 | 169429.4446 | 302571.5177 | -823.0689 | -2476.5994 | -17214.1653 | -56837.2635 | -117067.2737 | -117296.8947 | -163256.3367 | -62954.1502 | -15713.3981 | -12254.4205 | -6781.328 | -54.9667
EIM | TEP-WALC | 30.5464 | 299668.3031 | -32082.1238 |  | 5.0621 | 26.3934 | 58.6463 | 14.7058 | 7.739 | 13.2637 | 20.6502 | 23.8291 | -7.3973 | 44.4804 | 132.1202 | 27.6457 |  | 6413.3154 | 23895.7461 | 43948.5607 | 12668.1827 | 6786.8183 | 11074.0815 | 18828.9818 | 23235.5347 | 1777.333 | 33211.0875 | 96636.9015 | 21191.7599 | -2647.1207 | -6159.4105 | -315.7447 | -2080.0074 | -1029.0213 | -1524.1975 | -3465.2467 | -5506.6539 | -7103.3786 | -117.6446 | -1510.3521 | -623.3459
EIM | WACM-NM | 2.31 | 41472.8086 | -21237.2289 |  | -8.9981 | 0.98832 | -1.7458 | -9.7942 | -2.5497 | 4.3864 | 6.6845 | 16.0395 | 10.5295 | 9.1239 | 1.466 | 1.3762 |  | 685.5169 | 1152.5552 | 652.0277 | 446.8935 | 866.7123 | 3167.1836 | 5507.8716 | 12165.6219 | 7637.449 | 7033.0885 | 1120.6128 | 1037.2755 | -7380.09 | -488.4022 | -1950.8895 | -7498.7178 | -2763.6846 | -8.9975 | -534.6115 | -232.2602 | -56.2158 | -244.9019 | -65.0915 | -13.3662
EIM | WACM-NWE | -69.5888 | 134.5285 | -609732.4379 |  | -38.8759 | -35.5396 | -57.7226 | -53.2449 | -142.4403 | -97.6979 | -119.3805 | -67.4791 | -30.7042 | -57.5225 | -79.0524 | -51.541 |  | 85.606 | 2.0001 | 2 | 13.0902 | 2 | 0.99994 | 0.70983 | 5.2347 | 15.8881 | 2.9999 | 2.9998 | 0.99999 | -29009.2774 | -23884.6177 | -42947.6248 | -38349.4462 | -105977.5924 | -70343.4578 | -88819.8049 | -50209.7209 | -22122.9186 | -42799.7729 | -56920.7003 | -38347.5038
EIM | WACM-WALC | -11.5787 | 23046.8149 | -124476.0799 |  | -7.4406 | -14.4065 | -14.5891 | -14.6721 | -8.5316 | -13.7027 | -13.5874 | -11.1506 | -11.3739 | -13.1111 | -4.543 | -12.044 |  | 2478.2435 | 1225.6352 | 1126.4648 | 622.0019 | 2065.0832 | 1083.3175 | 2455.8643 | 4834.7746 | 3084.4967 | 1278.2936 | 1756.609 | 1036.0307 | -8014.0289 | -10906.8284 | -11980.7886 | -11185.8931 | -8412.5947 | -10949.2401 | -12564.912 | -13130.8125 | -11273.6786 | -11032.9307 | -5027.6041 | -9996.7682
EIM | WALC-IID | -32.9266 | 36796.9925 | -325233.9162 |  | -48.9205 | -56.0398 | -44.6137 | -31.9017 | -29.206 | -20.943 | -3.9099 | -14.0873 | -8.2814 | -43.3892 | -46.753 | -48.5418 |  | 2 | 1.4598 | 175.3275 | 1077.0239 | 2078.5488 | 4965.8189 | 9350.4226 | 8391.2363 | 9436.9553 | 1179.9877 | 30.1929 | 108.0188 | -36398.8481 | -37660.18 | -33367.9231 | -24046.2712 | -23807.7831 | -20044.8007 | -12259.3599 | -18872.2143 | -15399.5877 | -33461.5316 | -33692.3355 | -36223.0808
EIM | WALC-LADWP | 662.8731 | 5806775.0218 | -6.9981 |  | 844.3857 | 728.5418 | 532.0431 | 498.0871 | 424.4992 | 543.2268 | 623.0033 | 785.9846 | 761.3141 | 610.867 | 826.4801 | 781.6769 |  | 628222.9523 | 489580.0675 | 395840.0702 | 358622.682 | 315829.3724 | 391127.3193 | 463514.4247 | 584772.5654 | 548146.173 | 454485.083 | 595065.6659 | 581568.6459 | 0 | 0 | 0 | 0 | -2.0009 | -4.0009 | 0 | 0 | 0 | 0 | 0 | -0.99633
EIM | WALC-PSCO | 182.1204 | 1596206.376 | -831.4354 |  | 175.8348 | 257.7264 | 261.3638 | 248.9347 | 194.2099 | 118.5969 | 151.9231 | 123.7172 | 110.3298 | 212.1406 | 147.1057 | 187.5399 |  | 130828.0835 | 173193.1425 | 194464.7829 | 179248.3669 | 144540.5982 | 85763.5206 | 113085.812 | 92187.9224 | 79567.9085 | 157838.586 | 105945.9492 | 139541.7033 | -6.9997 | -0.99993 | -10.1338 | -15.4118 | -48.4333 | -373.7629 | -55.0165 | -142.3228 | -130.4826 | -6.0003 | -29.8715 | -12.0003

## Q3_fossilMonthlyCF by BA-Tech
PG&E Q3: Average Capacity factors for fossil units in each BA for BM and EIM Cases
Monthly Average Capacity Factor (weighted by unit size):
|  | Annual Average Capacity Factor (weighted by unit size) |  |  |  |  | Sum of MW of Max Capacity in Category |  |  |  |  | COAL | COAL | COAL | COAL | COAL | COAL | COAL | COAL | COAL | COAL | COAL | COAL | CCGT | CCGT | CCGT | CCGT | CCGT | CCGT | CCGT | CCGT | CCGT | CCGT | CCGT | CCGT | CT | CT | CT | CT | CT | CT | CT | CT | CT | CT | CT | CT | STEAM | STEAM | STEAM | STEAM | STEAM | STEAM | STEAM | STEAM | STEAM | STEAM | STEAM | STEAM | COGEN | COGEN | COGEN | COGEN | COGEN | COGEN | COGEN | COGEN | COGEN | COGEN | COGEN | COGEN
CASE | BA | Coal | CCGT | CT | Steam | Cogen | Coal | CCGT | CT | Steam | Cogen | Jan | Feb | Mar | Apr | May | Jun | Jul | Aug | Sep | Oct | Nov | Dec | Jan | Feb | Mar | Apr | May | Jun | Jul | Aug | Sep | Oct | Nov | Dec | Jan | Feb | Mar | Apr | May | Jun | Jul | Aug | Sep | Oct | Nov | Dec | Jan | Feb | Mar | Apr | May | Jun | Jul | Aug | Sep | Oct | Nov | Dec | Jan | Feb | Mar | Apr | May | Jun | Jul | Aug | Sep | Oct | Nov | Dec
Benchmark | Average: ALL BAs | 64.01% | 45.63% | 7.241% | 2.743% | 61.78% | 31754.76 | 48804.2397 | 18082.1904 | 18371.228 | 5982.7898 | 68.05% | 60.42% | 61.01% | 54.4% | 55.45% | 58.24% | 71.47% | 72.35% | 64.9% | 63.08% | 58.07% | 66.21% | 46.84% | 38.24% | 38.07% | 35.13% | 36.3% | 42.08% | 55.47% | 58.65% | 53.51% | 48.62% | 40.64% | 43.65% | 7.849% | 4.349% | 3.312% | 4.136% | 3.982% | 6.685% | 12.34% | 12.97% | 9.621% | 7.969% | 6.291% | 5.744% | 2.334% | 1.978% | 1.687% | 1.009% | 1.381% | 2.088% | 5.492% | 6.671% | 4.559% | 2.038% | 1.503% | 1.558% | 63.36% | 51.89% | 58.24% | 58.96% | 58.46% | 59.9% | 65.89% | 66.57% | 63.79% | 59.81% | 57.06% | 63.44%
Benchmark | APS | 54.14% | 26.8% | 1.215% | 0.5864% | NA | 2721 | 4226 | 1133.4 | 458.8 | 0 | 54.49% | 44.85% | 38.32% | 38.85% | 49.74% | 56.09% | 73.33% | 71.61% | 58.68% | 59.93% | 45.52% | 46.05% | 22.52% | 20.15% | 23.9% | 17.87% | 24.97% | 30.99% | 39.74% | 41.94% | 30.92% | 23.69% | 19.05% | 19.78% | 0.2622% | 0.4373% | 0.2773% | 0.008965% | 0.05155% | 1.423% | 5.47% | 4.918% | 1.391% | 0.03586% | 0.01345% | 0.01793% | 0.1154% | 0.1953% | 0.06324% | 0% | 0% | 0.2941% | 2.418% | 2.833% | 0.9851% | 0% | 0% | 0% | NA | NA | NA | NA | NA | NA | NA | NA | NA | NA | NA | NA
Benchmark | AVA | NA | 30.75% | 0.04012% | 0.005479% | NA | 0 | 528 | 244 | 24 | 0 | NA | NA | NA | NA | NA | NA | NA | NA | NA | NA | NA | NA | 34.69% | 36.12% | 42.06% | 31.03% | 10.79% | 16.16% | 18.07% | 24.44% | 47.13% | 38.97% | 27.49% | 35.14% | 0.04563% | 0.02282% | 0% | 0.06166% | 0.09127% | 0.251% | 0% | 0% | 0% | 0% | 0% | 0% | 0% | 0% | 0% | 0% | 0% | 0.06452% | 0% | 0% | 0% | 0% | 0% | 0% | NA | NA | NA | NA | NA | NA | NA | NA | NA | NA | NA | NA
Benchmark | BANC | NA | 62.7% | 6.035% | 7.115% | 45% | 0 | 1928 | 676.4 | 49.8 | 200 | NA | NA | NA | NA | NA | NA | NA | NA | NA | NA | NA | NA | 81.42% | 60.12% | 58.69% | 46.59% | 34.11% | 46.77% | 69.75% | 73.6% | 76.83% | 64.75% | 71.38% | 54.27% | 6.878% | 2.673% | 1.347% | 1.824% | 1.852% | 3.067% | 10.97% | 13.81% | 7.321% | 10.86% | 4.184% | 6.268% | 7.239% | 0.2464% | 0% | 0% | 0% | 1.935% | 16.48% | 24.69% | 17.09% | 10.21% | 1.335% | 4.553% | 59.26% | 39.03% | 41.03% | 32.4% | 35.95% | 36.27% | 52.54% | 60.95% | 59.14% | 45.04% | 27.12% | 41.09%
Benchmark | BPA | 58.77% | 20.19% | 0.02169% | 44.86% | NA | 1456 | 2766 | 102 | 131 | 0 | 88.56% | 70.07% | 69.86% | 63.86% | 33.39% | 32.35% | 31.12% | 55.4% | 79.4% | 60.91% | 47.44% | 59.57% | 24.69% | 18.79% | 21.35% | 29.49% | 9.368% | 9.433% | 13.64% | 15.68% | 26.45% | 20.67% | 19.73% | 28.44% | 0.06499% | 0.07487% | 0% | 0.1155% | 0% | 0% | 0% | 0% | 0% | 0% | 0% | 0% | 82.65% | 73.3% | 58.18% | 4.971% | 0.4839% | 1.95% | 22.11% | 41.64% | 66.05% | 52.55% | 53% | 71.32% | NA | NA | NA | NA | NA | NA | NA | NA | NA | NA | NA | NA
Benchmark | CAISO | 78.26% | 67.2% | 7.996% | 2.514% | 68.18% | 288.76 | 14746.2397 | 5893.39 | 12622.03 | 4376.2898 | 77.68% | 70.69% | 68.96% | 76.96% | 84.12% | 75.43% | 84.62% | 86.6% | 81.89% | 73.42% | 55.78% | 85.34% | 70.92% | 55.53% | 52.73% | 47.88% | 55.57% | 60.78% | 76.86% | 84.1% | 78.07% | 79.26% | 63.14% | 66.45% | 12.67% | 2.308% | 0.8821% | 1.974% | 0.5557% | 5.371% | 13.85% | 16.32% | 13.25% | 11.72% | 9.211% | 6.028% | 1.75% | 1.363% | 1.188% | 0.902% | 1.39% | 2.121% | 5.542% | 6.989% | 4.621% | 1.688% | 1.19% | 0.8551% | 68.91% | 56.84% | 65.3% | 65.13% | 66.88% | 68.41% | 70.84% | 70.65% | 67.79% | 64.76% | 68.24% | 69%
Benchmark | CHPD | NA | NA | NA | NA | NA | 0 | 0 | 0 | 0 | 0 | bar: Jan to Dec
Benchmark | DOPD | NA | NA | NA | NA | NA | 0 | 0 | 0 | 0 | 0 | bar: Jan to Dec
Benchmark | EPE | NA | 50.19% | 40.37% | 4.548% | NA | 0 | 510 | 356 | 366 | 0 | NA | NA | NA | NA | NA | NA | NA | NA | NA | NA | NA | NA | 39.41% | 42.9% | 36.7% | 46.82% | 57.95% | 64.3% | 60.76% | 65.18% | 55.22% | 44.3% | 30.32% | 47.09% | 32.51% | 31.59% | 27.58% | 32.17% | 37.8% | 46.02% | 52.66% | 58.27% | 48.19% | 38.21% | 36.57% | 33.72% | 2.56% | 3.646% | 2.474% | 2.566% | 3.209% | 6.077% | 12.89% | 7.998% | 6.06% | 2.866% | 2.562% | 0.6467% | NA | NA | NA | NA | NA | NA | NA | NA | NA | NA | NA | NA
Benchmark | GCPD | NA | NA | NA | NA | NA | 0 | 0 | 0 | 0 | 0 | bar: Jan to Dec
Benchmark | IID | NA | 21.98% | 0.6412% | 0.8607% | NA | 0 | 399 | 279 | 190 | 0 | NA | NA | NA | NA | NA | NA | NA | NA | NA | NA | NA | NA | 16.86% | 16.75% | 16.33% | 15.7% | 17.81% | 21.41% | 37.08% | 36.34% | 27.87% | 20.11% | 16.06% | 16.46% | 0% | 0% | 0% | 0% | 0.03902% | 0.3252% | 3.095% | 2.525% | 1.326% | 0.2402% | 0% | 0% | 0% | 0% | 0% | 0% | 0.1273% | 0.7534% | 3.247% | 2.918% | 2.451% | 0.6367% | 0% | 0% | NA | NA | NA | NA | NA | NA | NA | NA | NA | NA | NA | NA
Benchmark | IPC | 58.33% | 33.55% | 1.211% | NA | NA | 554 | 300 | 431 | 0 | 0 | 65.29% | 65.38% | 56.76% | 46.89% | 40.01% | 60.05% | 64.55% | 70.08% | 39.2% | 64.3% | 55.27% | 59% | 33.27% | 16.27% | 25.94% | 19.35% | 7.986% | 35.65% | 60.44% | 59.39% | 52.99% | 36.79% | 20.74% | 26.25% | 0.4337% | 0% | 0% | 0% | 0% | 1.57% | 6.356% | 5.377% | 0.4213% | 0% | 0% | 0.09599% | NA | NA | NA | NA | NA | NA | NA | NA | NA | NA | NA | NA | NA | NA | NA | NA | NA | NA | NA | NA | NA | NA | NA | NA
Benchmark | LDWP | 51.86% | 44.94% | 0.1077% | 1.946% | NA | 1847 | 1779 | 355 | 1994 | 0 | 59.36% | 52.68% | 55.03% | 48.33% | 32.31% | 39.92% | 59.55% | 57.47% | 55.77% | 48.43% | 46.11% | 55.72% | 36.28% | 27.11% | 36.91% | 44.32% | 40.16% | 41.57% | 56.24% | 58.11% | 57.9% | 56.27% | 38.77% | 35.44% | 0% | 0% | 0% | 0% | 0% | 0.01079% | 0.1943% | 0.912% | 0.1508% | 0% | 0% | 0% | 1.51% | 1.285% | 1.22% | 0.4985% | 0.4185% | 0.7768% | 4.431% | 6.225% | 3.235% | 1.73% | 0.4549% | 1.126% | NA | NA | NA | NA | NA | NA | NA | NA | NA | NA | NA | NA
Benchmark | NEVP | 87.26% | 43.08% | 3.196% | 2.104% | 41.6% | 605 | 4364 | 1160 | 80 | 467 | 98.82% | 81.29% | 89.93% | 62.92% | 88.25% | 92.34% | 95.99% | 82.71% | 91.39% | 99.9% | 91.28% | 52.56% | 37.27% | 31.92% | 32.57% | 29.63% | 41.15% | 46.14% | 62.92% | 62.07% | 52.85% | 38.48% | 32.14% | 40.14% | 0.1108% | 0.03963% | 0.1427% | 0% | 0.1783% | 3.3% | 14.88% | 13.74% | 4.587% | 0.4319% | 0.07925% | 0.1506% | 0.4194% | 0% | 0% | 0% | 0% | 1.677% | 10.3% | 9.82% | 2.551% | 0% | 0% | 0% | 42.14% | 28.71% | 22.89% | 32.56% | 39.92% | 41.28% | 60.4% | 60.72% | 48.51% | 37.69% | 32.47% | 42.49%
Benchmark | NWMT | 29.69% | NA | 0.06713% | 0% | 0% | 2511 | 0 | 184 | 54 | 65 | 35.79% | 32.11% | 32.44% | 24.91% | 21.32% | 19.79% | 32.48% | 31.5% | 26.33% | 26.75% | 28.87% | 37.33% | NA | NA | NA | NA | NA | NA | NA | NA | NA | NA | NA | NA | 0.7203% | 0% | 0% | 0% | 0.07013% | 0% | 0% | 0% | 0% | 0% | 0% | 0% | 0% | 0% | 0% | 0% | 0% | 0% | 0% | 0% | 0% | 0% | 0% | 0% | 0% | 0% | 0% | 0% | 0% | 0% | 0% | 0% | 0% | 0% | 0% | 0%
Benchmark | PACE | 55.69% | 43.9% | 23.06% | 10.07% | NA | 5119.5 | 2212 | 605 | 238 | 0 | 56.69% | 48.89% | 47.36% | 43.04% | 50.44% | 56.98% | 67.65% | 69.36% | 59.58% | 56.36% | 43.32% | 55.99% | 42.16% | 40.64% | 43.42% | 42.61% | 31.55% | 45.13% | 54.61% | 52.93% | 44.6% | 37.01% | 43.24% | 39.01% | 20.81% | 19.14% | 20.72% | 20.6% | 24.86% | 25.71% | 26.65% | 28.97% | 24.94% | 23.1% | 16.32% | 19.65% | 9.884% | 8.917% | 11.14% | 9.432% | 10.9% | 11.1% | 10.33% | 9.959% | 11.05% | 8.653% | 7.935% | 9.291% | NA | NA | NA | NA | NA | NA | NA | NA | NA | NA | NA | NA
Benchmark | PACW | 68.86% | 51.39% | 16.64% | 25.29% | 60.33% | 1617 | 994 | 100 | 40 | 536 | 73.99% | 71.1% | 71.72% | 61.04% | 63.14% | 43.45% | 79.49% | 74.46% | 70.63% | 64.38% | 63.83% | 73.52% | 57.69% | 54.89% | 47.55% | 47.49% | 32.92% | 40.07% | 49.37% | 54.91% | 56.09% | 53% | 51.89% | 59.19% | 14.95% | 16.72% | 11.06% | 20.02% | 13.79% | 23.56% | 17.48% | 20.96% | 19.56% | 14.25% | 10.34% | 13.19% | 30% | 27.1% | 27.02% | 27.7% | 26.01% | 26.53% | 28.06% | 21.65% | 18.39% | 8.71% | 27.86% | 28.75% | 67.05% | 62.18% | 61.3% | 68.86% | 43.41% | 42.44% | 58.3% | 65.35% | 73.74% | 71.04% | 25.5% | 71.19%
Benchmark | PGN | 74.3% | 40.74% | NA | NA | NA | 510 | 1619 | 0 | 0 | 0 | 81.76% | 77.02% | 83.89% | 85.45% | 49.08% | 52.28% | 71.32% | 71.95% | 49.55% | 92% | 77.63% | 82.87% | 49.78% | 46.54% | 40.8% | 51.21% | 14.57% | 12.05% | 38.14% | 45.18% | 54.93% | 43.48% | 34% | 48.98% | NA | NA | NA | NA | NA | NA | NA | NA | NA | NA | NA | NA | NA | NA | NA | NA | NA | NA | NA | NA | NA | NA | NA | NA | NA | NA | NA | NA | NA | NA | NA | NA | NA | NA | NA | NA
Benchmark | PNM | 69.79% | 47.1% | 14.62% | 0.1068% | NA | 1929 | 810 | 836 | 100 | 0 | 67.91% | 60.68% | 70.45% | 50.78% | 64.55% | 72.17% | 84.31% | 83.67% | 73.29% | 57.79% | 64.51% | 71.6% | 49.69% | 19.2% | 46.55% | 40.76% | 42.35% | 54.79% | 60.34% | 62.01% | 45.56% | 48.39% | 36.28% | 48.58% | 10.45% | 16.84% | 6.924% | 10.54% | 11.87% | 17.3% | 21.49% | 20.4% | 19.58% | 12.18% | 13.01% | 11.5% | 0% | 0% | 0% | 0% | 0% | 0.4839% | 0.7742% | 0% | 0% | 0% | 0% | 0% | NA | NA | NA | NA | NA | NA | NA | NA | NA | NA | NA | NA
Benchmark | PSC | 86.98% | 56.74% | 3.439% | 1.582% | 30.92% | 2567.3 | 2650 | 2558 | 731.598 | 338.5 | 98.98% | 77.33% | 79.84% | 86.45% | 80.93% | 86.85% | 90.72% | 90.87% | 86.69% | 79.98% | 80.05% | 85.45% | 55.13% | 54.58% | 47.67% | 35.84% | 51.77% | 59.97% | 73.61% | 74.21% | 57.89% | 57.32% | 50.28% | 49.75% | 1.886% | 1.895% | 1.907% | 2.304% | 2.99% | 3.958% | 9.872% | 7.433% | 2.499% | 1.919% | 1.023% | 2.799% | 0.6366% | 1.016% | 0.5616% | 0% | 1.078% | 2.122% | 5.793% | 4.314% | 1.097% | 0.6117% | 0.2649% | 1.133% | 29.78% | 21.24% | 32.27% | 26.95% | 23.39% | 28.66% | 42.1% | 39.89% | 32.47% | 28.72% | 25.02% | 33.63%
Benchmark | PSE | NA | 51.07% | 21.51% | NA | NA | 0 | 711 | 308 | 0 | 0 | NA | NA | NA | NA | NA | NA | NA | NA | NA | NA | NA | NA | 59.35% | 54.84% | 62.64% | 63.21% | 33.58% | 26.23% | 44.17% | 43.69% | 54.89% | 44.13% | 53.17% | 61.45% | 27.6% | 25.86% | 22.54% | 25.93% | 15.35% | 13.11% | 13.29% | 14.36% | 24.22% | 23.24% | 19.87% | 27.94% | NA | NA | NA | NA | NA | NA | NA | NA | NA | NA | NA | NA | NA | NA | NA | NA | NA | NA | NA | NA | NA | NA | NA | NA
Benchmark | SCL | NA | NA | NA | NA | NA | 0 | 0 | 0 | 0 | 0 | bar: Jan to Dec
Benchmark | SPP | 71.1% | 46.98% | 3.892% | 1.058% | NA | 768 | 688 | 310 | 454 | 0 | 87.47% | 76.11% | 70.42% | 45.46% | 55.64% | 56.7% | 81.6% | 81% | 56.6% | 65.23% | 76.72% | 84.25% | 48.76% | 44.2% | 50.01% | 42.84% | 48.3% | 41.43% | 50.79% | 52.61% | 42% | 37.08% | 47.81% | 47.34% | 0.1366% | 0.1184% | 4.553% | 4.792% | 4.616% | 4.58% | 5.567% | 5.619% | 5.326% | 5.326% | 4.917% | 0.2776% | 1.64% | 1.37% | 0.2851% | 0.9571% | 0.09592% | 0.6775% | 1.716% | 1.481% | 1.161% | 1.169% | 0.04855% | 1.859% | NA | NA | NA | NA | NA | NA | NA | NA | NA | NA | NA | NA
Benchmark | SRP | 78.03% | 20.05% | 1.534% | 0.2814% | NA | 3075 | 5154 | 959.0004 | 513 | 0 | 68.5% | 75.73% | 75.83% | 64.72% | 67.71% | 71.51% | 90.74% | 88.98% | 75.71% | 76.24% | 76.81% | 86.32% | 18.14% | 13.96% | 14.54% | 11.15% | 14.94% | 23.85% | 34.4% | 32.93% | 26.11% | 19.59% | 11.36% | 15.11% | 0.1881% | 0.09403% | 0.02686% | 0.05373% | 0.06716% | 1.594% | 5.87% | 6.407% | 2.882% | 0.853% | 0.01343% | 0.01343% | 0% | 0% | 0% | 0% | 0% | 0.04402% | 1.306% | 1.898% | 0.06613% | 0% | 0% | 0% | NA | NA | NA | NA | NA | NA | NA | NA | NA | NA | NA | NA
Benchmark | TEP | 75.4% | NA | 21.16% | 4.371% | NA | 1705 | 0 | 361.6 | 248 | 0 | 73.62% | 52.36% | 66.02% | 65.72% | 81.55% | 82.12% | 85.4% | 83.33% | 80.46% | 77.59% | 66.94% | 72.61% | NA | NA | NA | NA | NA | NA | NA | NA | NA | NA | NA | NA | 20.72% | 17.24% | 17.06% | 16.72% | 19.82% | 24.33% | 25.74% | 25.5% | 24.05% | 19.39% | 18.94% | 19.68% | 3.266% | 3.844% | 2.997% | 3.117% | 5.111% | 5.728% | 7.155% | 6.434% | 5.687% | 3.001% | 2.11% | 3.01% | NA | NA | NA | NA | NA | NA | NA | NA | NA | NA | NA | NA
Benchmark | TPWR | NA | NA | NA | NA | NA | 0 | 0 | 0 | 0 | 0 | bar: Jan to Dec
Benchmark | WACM | 67.08% | 5.084% | 0.01724% | 0.03113% | NA | 4131.2 | 597 | 1071.4 | 77 | 0 | 71.53% | 69.59% | 67.31% | 56.4% | 54.12% | 55.25% | 70.49% | 74.61% | 63.6% | 65.89% | 65.32% | 75.76% | 9.627% | 9.177% | 1.039% | 0.4143% | 1.786% | 3.734% | 10.07% | 9.222% | 2.095% | 0% | 0.9147% | 11.79% | 0.006556% | 0.004516% | 0.004516% | 0% | 0% | 0.01806% | 0.05871% | 0.1106% | 0% | 0% | 0% | 0% | 0% | 0% | 0% | 0% | 0% | 0% | 0% | 0.3666% | 0% | 0% | 0% | 0% | NA | NA | NA | NA | NA | NA | NA | NA | NA | NA | NA | NA
Benchmark | WALC | 83.32% | 21.64% | 37.11% | NA | NA | 350 | 1823 | 159 | 0 | 0 | 86.73% | 64.51% | 64.31% | 83.64% | 93.46% | 93.82% | 84.38% | 85.44% | 88.87% | 91.68% | 51.15% | 93.04% | 24.61% | 15.07% | 8.983% | 9.157% | 14.64% | 21.75% | 32.97% | 40.06% | 31.45% | 20.86% | 18.15% | 17.15% | 40.2% | 31.01% | 29.09% | 35.76% | 39.85% | 38.95% | 40.25% | 37.9% | 37% | 39.83% | 28.97% | 38.11% | NA | NA | NA | NA | NA | NA | NA | NA | NA | NA | NA | NA | NA | NA | NA | NA | NA | NA | NA | NA | NA | NA | NA | NA
Benchmark | WAUW | NA | NA | NA | NA | NA | 0 | 0 | 0 | 0 | 0 | bar: Jan to Dec
EIM | Average: ALL BAs | 64.33% | 45.48% | 6.982% | 2.688% | 61.86% | 31754.76 | 48804.2397 | 18082.1904 | 18371.228 | 5982.7898 | 67.97% | 60.43% | 61.64% | 54.81% | 55.99% | 59.08% | 71.78% | 72.6% | 64.96% | 63.49% | 58.35% | 66.28% | 46.95% | 38.21% | 37.68% | 35.08% | 36.01% | 41.64% | 55.12% | 58.61% | 53.61% | 48.47% | 40.5% | 43.55% | 7.706% | 4.33% | 3.201% | 3.569% | 3.825% | 6.147% | 11.98% | 12.72% | 9.385% | 7.664% | 6.072% | 5.616% | 2.354% | 1.987% | 1.697% | 0.9512% | 1.406% | 2.079% | 5.061% | 6.537% | 4.465% | 2.021% | 1.533% | 1.553% | 63.57% | 52.01% | 58.26% | 58.97% | 58.51% | 60.02% | 65.76% | 66.79% | 63.9% | 59.93% | 57.11% | 63.49%
EIM | APS | 54.21% | 26.85% | 1.195% | 0.5442% | NA | 2721 | 4226 | 1133.4 | 458.8 | 0 | 54.26% | 45.09% | 38.57% | 38.97% | 50.03% | 57.73% | 73.25% | 71.5% | 59.09% | 59.67% | 44.86% | 45.27% | 22.39% | 20.31% | 23.52% | 17.97% | 24.86% | 31.02% | 39.9% | 41.9% | 30.99% | 23.62% | 19.24% | 20.43% | 0.3026% | 0.3631% | 0.2914% | 0.006724% | 0.1009% | 1.424% | 5.336% | 4.851% | 1.266% | 0.05827% | 0.01345% | 0.05603% | 0.1154% | 0.03231% | 0% | 0% | 0% | 0.4096% | 2.392% | 2.778% | 0.68% | 0% | 0% | 0% | NA | NA | NA | NA | NA | NA | NA | NA | NA | NA | NA | NA
EIM | AVA | NA | 31.73% | 0.09188% | 0.005479% | NA | 0 | 528 | 244 | 24 | 0 | NA | NA | NA | NA | NA | NA | NA | NA | NA | NA | NA | NA | 37.9% | 34.82% | 40.93% | 31.58% | 12.23% | 16.54% | 18.16% | 27.19% | 48.32% | 42.09% | 28.02% | 35.82% | 0.5247% | 0% | 0% | 0.1353% | 0.04563% | 0.3533% | 0% | 0% | 0% | 0% | 0% | 0.02282% | 0% | 0% | 0% | 0% | 0% | 0.06452% | 0% | 0% | 0% | 0% | 0% | 0% | NA | NA | NA | NA | NA | NA | NA | NA | NA | NA | NA | NA
EIM | BANC | NA | 62.42% | 5.923% | 6.952% | 44.74% | 0 | 1928 | 676.4 | 49.8 | 200 | NA | NA | NA | NA | NA | NA | NA | NA | NA | NA | NA | NA | 80.97% | 59.8% | 58.43% | 46.96% | 34.04% | 46.8% | 69.39% | 73.04% | 76.51% | 64.33% | 70.98% | 53.69% | 7.126% | 2.682% | 1.382% | 1.824% | 1.852% | 3.124% | 10.75% | 13.6% | 7.035% | 9.886% | 4.205% | 6.261% | 8.249% | 0.224% | 0% | 0% | 0% | 1.814% | 16.2% | 23.17% | 17.23% | 9.237% | 1.21% | 4.525% | 58.65% | 39.11% | 40.97% | 32.48% | 36.06% | 36.31% | 52.08% | 60.59% | 58.43% | 44.37% | 26.98% | 40.76%
EIM | BPA | 60.57% | 20.39% | 0.0842% | 46.49% | NA | 1456 | 2766 | 102 | 131 | 0 | 86.35% | 73.56% | 75.68% | 64.96% | 34.32% | 34.39% | 34.14% | 57.45% | 80.32% | 63.09% | 48.53% | 60.34% | 25.55% | 18.96% | 20.29% | 29.5% | 9.421% | 9.434% | 12.66% | 16.7% | 28.08% | 20.91% | 19.66% | 28.9% | 0.7309% | 0% | 0.09095% | 0.1339% | 0% | 0% | 0% | 0% | 0% | 0% | 0% | 0.03558% | 85.19% | 74.4% | 59.67% | 5.106% | 0.4839% | 1.694% | 21.97% | 45.79% | 69.53% | 56.91% | 55.89% | 70.75% | NA | NA | NA | NA | NA | NA | NA | NA | NA | NA | NA | NA
EIM | CAISO | 78.26% | 66.72% | 7.439% | 2.415% | 68.13% | 288.76 | 14746.2397 | 5893.39 | 12622.03 | 4376.2898 | 77.67% | 70.68% | 68.96% | 76.99% | 84.16% | 75.58% | 84.58% | 86.63% | 81.81% | 73.36% | 55.75% | 85.3% | 70.62% | 55.25% | 52.24% | 47.25% | 54.8% | 60.01% | 76.34% | 83.76% | 77.72% | 78.91% | 62.65% | 66.01% | 12.41% | 2.369% | 0.7953% | 0.5677% | 0.4349% | 4.131% | 12.69% | 15.81% | 12.89% | 10.99% | 8.696% | 5.813% | 1.741% | 1.356% | 1.188% | 0.8634% | 1.391% | 2.074% | 4.926% | 6.742% | 4.434% | 1.669% | 1.194% | 0.8561% | 68.86% | 56.84% | 65.31% | 65.09% | 66.9% | 68.36% | 70.61% | 70.5% | 67.79% | 64.73% | 68.22% | 69%
EIM | CHPD | NA | NA | NA | NA | NA | 0 | 0 | 0 | 0 | 0 | bar: Jan to Dec
EIM | DOPD | NA | NA | NA | NA | NA | 0 | 0 | 0 | 0 | 0 | bar: Jan to Dec
EIM | EPE | NA | 49.94% | 40.54% | 4.517% | NA | 0 | 510 | 356 | 366 | 0 | NA | NA | NA | NA | NA | NA | NA | NA | NA | NA | NA | NA | 38.84% | 41.4% | 36.2% | 48.48% | 57.71% | 63.08% | 60% | 65.98% | 55.69% | 43.84% | 29.93% | 46.84% | 31.99% | 33.42% | 27.66% | 31.35% | 37.66% | 45.75% | 53.31% | 57.58% | 48.61% | 38.9% | 36.99% | 34.13% | 2.629% | 4.035% | 2.561% | 2.5% | 3.205% | 5.992% | 12.44% | 8.302% | 5.765% | 2.814% | 2.275% | 0.6599% | NA | NA | NA | NA | NA | NA | NA | NA | NA | NA | NA | NA
EIM | GCPD | NA | NA | NA | NA | NA | 0 | 0 | 0 | 0 | 0 | bar: Jan to Dec
EIM | IID | NA | 21.99% | 0.636% | 0.8327% | NA | 0 | 399 | 279 | 190 | 0 | NA | NA | NA | NA | NA | NA | NA | NA | NA | NA | NA | NA | 16.83% | 16.75% | 16.45% | 15.8% | 17.8% | 22.25% | 37.52% | 36.09% | 27.33% | 19.83% | 15.94% | 16.36% | 0% | 0% | 0.1006% | 0% | 0.03902% | 0.5299% | 2.939% | 2.458% | 1.383% | 0.03902% | 0% | 0% | 0% | 0% | 0.1273% | 0% | 0.1273% | 0.6473% | 2.876% | 3.045% | 2.472% | 0.5093% | 0% | 0% | NA | NA | NA | NA | NA | NA | NA | NA | NA | NA | NA | NA
EIM | IPC | 58.58% | 33.93% | 1.335% | NA | NA | 554 | 300 | 431 | 0 | 0 | 59.22% | 66.55% | 58.15% | 48.75% | 42.32% | 59.95% | 63.89% | 72.55% | 39.35% | 63.92% | 59.7% | 55.36% | 35.32% | 13.88% | 24.2% | 19.5% | 7.788% | 36.11% | 61.3% | 60.32% | 52.41% | 36.85% | 23.86% | 27.91% | 0.5409% | 0% | 0% | 0% | 0.04799% | 0.7492% | 7.87% | 6.178% | 0.3277% | 0% | 0% | 0% | NA | NA | NA | NA | NA | NA | NA | NA | NA | NA | NA | NA | NA | NA | NA | NA | NA | NA | NA | NA | NA | NA | NA | NA
EIM | LDWP | 52.52% | 45.41% | 0.1091% | 1.987% | NA | 1847 | 1779 | 355 | 1994 | 0 | 59.77% | 52.87% | 56.57% | 48.4% | 33.39% | 42.13% | 60.83% | 57.88% | 55.52% | 49% | 46.66% | 55.32% | 36.01% | 26.74% | 36.82% | 44.78% | 43% | 43.84% | 56.16% | 58.41% | 58.01% | 55.85% | 39.42% | 35.59% | 0% | 0% | 0% | 0% | 0% | 0.02698% | 0.1835% | 0.9389% | 0.1349% | 0% | 0% | 0% | 1.571% | 1.318% | 1.203% | 0.2877% | 0.6138% | 0.985% | 4.452% | 6.404% | 3.461% | 1.396% | 0.6101% | 1.097% | NA | NA | NA | NA | NA | NA | NA | NA | NA | NA | NA | NA
EIM | NEVP | 87.31% | 43.28% | 3.201% | 2.179% | 41.63% | 605 | 4364 | 1160 | 80 | 467 | 98.76% | 81.26% | 90.08% | 62.69% | 89.04% | 92.6% | 95.97% | 82.64% | 91.41% | 99.77% | 91.29% | 52.54% | 37.53% | 31.96% | 32.44% | 30.63% | 41.6% | 46.6% | 63.06% | 62.37% | 52.86% | 38.75% | 32.27% | 39.55% | 0.02378% | 0.0317% | 0.05152% | 0.007925% | 0.107% | 3.286% | 15.07% | 13.79% | 4.605% | 0.4597% | 0.07925% | 0.1783% | 0% | 0% | 0% | 0% | 0% | 2.097% | 10.81% | 9.785% | 2.97% | 0% | 0% | 0% | 42.22% | 29.19% | 23.12% | 32.37% | 40.26% | 41.46% | 59.94% | 61.05% | 48.26% | 37.62% | 32.74% | 41.89%
EIM | NWMT | 29.98% | NA | 0.07365% | 0% | 0% | 2511 | 0 | 184 | 54 | 65 | 36.47% | 31.88% | 33.21% | 24.56% | 21.38% | 19.74% | 33.37% | 31.38% | 26.85% | 27.97% | 28.74% | 37.43% | NA | NA | NA | NA | NA | NA | NA | NA | NA | NA | NA | NA | 0.797% | 0% | 0% | 0% | 0.07013% | 0% | 0% | 0% | 0% | 0% | 0% | 0% | 0% | 0% | 0% | 0% | 0% | 0% | 0% | 0% | 0% | 0% | 0% | 0% | 0% | 0% | 0% | 0% | 0% | 0% | 0% | 0% | 0% | 0% | 0% | 0%
EIM | PACE | 55.9% | 43.79% | 22.82% | 10.01% | NA | 5119.5 | 2212 | 605 | 238 | 0 | 56.86% | 49.42% | 47.28% | 42.63% | 50.95% | 57.91% | 67.42% | 69.19% | 59.86% | 56.59% | 43.62% | 56.37% | 42.93% | 41.17% | 43.35% | 42.38% | 31.39% | 44.19% | 53.8% | 51.72% | 45.07% | 37.68% | 42.33% | 39.57% | 20.14% | 19.17% | 20.56% | 21.11% | 24.04% | 25.15% | 27.08% | 28.63% | 24.63% | 22.73% | 16.14% | 19.3% | 10.16% | 8.812% | 11.01% | 9.244% | 10.98% | 11% | 10.05% | 10.12% | 10.86% | 8.487% | 7.822% | 9.349% | NA | NA | NA | NA | NA | NA | NA | NA | NA | NA | NA | NA
EIM | PACW | 69.24% | 45.3% | 0.5993% | 25.29% | 61.6% | 1617 | 994 | 100 | 40 | 536 | 73.37% | 69.86% | 71.52% | 61.76% | 63.9% | 45.42% | 81.76% | 75.93% | 70.24% | 64.75% | 62.42% | 74.29% | 53.2% | 50.45% | 44.33% | 45.92% | 19.17% | 22.53% | 42.77% | 48.26% | 54.92% | 49.34% | 46.72% | 55.77% | 2.759% | 0.1546% | 0.4772% | 1.026% | 0% | 0% | 0% | 0.09073% | 0% | 0.1815% | 0.2151% | 2.152% | 30.03% | 27.1% | 27.02% | 27.7% | 26.01% | 26.53% | 28.06% | 21.65% | 18.39% | 8.71% | 27.86% | 28.75% | 69.66% | 62.81% | 61.6% | 69.26% | 43.94% | 43.95% | 58.82% | 68.41% | 75.72% | 73.06% | 26.18% | 71.95%
EIM | PGN | 77.44% | 41.82% | NA | NA | NA | 510 | 1619 | 0 | 0 | 0 | 81.81% | 77.19% | 84.88% | 92.1% | 53.18% | 58.63% | 72.64% | 72.87% | 49.94% | 98.64% | 86.43% | 83.44% | 52.39% | 47.38% | 39.87% | 51.72% | 15.42% | 13.46% | 38.86% | 47.88% | 56.88% | 44.1% | 35.05% | 49.41% | NA | NA | NA | NA | NA | NA | NA | NA | NA | NA | NA | NA | NA | NA | NA | NA | NA | NA | NA | NA | NA | NA | NA | NA | NA | NA | NA | NA | NA | NA | NA | NA | NA | NA | NA | NA
EIM | PNM | 69.88% | 46.77% | 14.55% | 0.1726% | NA | 1929 | 810 | 836 | 100 | 0 | 67.98% | 60.18% | 70.36% | 51.08% | 63.89% | 73.48% | 84.62% | 83.67% | 72.42% | 58.03% | 64.69% | 72.36% | 48.77% | 19.02% | 46.46% | 41.46% | 42.12% | 54.49% | 59.6% | 61.55% | 45.24% | 48.04% | 35.87% | 48.08% | 10.37% | 16.66% | 6.829% | 10.35% | 11.87% | 17.01% | 21.67% | 20.26% | 19.56% | 12.48% | 12.91% | 11.37% | 0% | 0% | 0% | 0% | 0% | 0% | 1.548% | 0% | 0% | 0.4839% | 0% | 0% | NA | NA | NA | NA | NA | NA | NA | NA | NA | NA | NA | NA
EIM | PSC | 86.97% | 57.01% | 3.511% | 1.578% | 31.05% | 2567.3 | 2650 | 2558 | 731.598 | 338.5 | 98.97% | 77.33% | 79.81% | 86.3% | 80.95% | 86.88% | 90.72% | 90.85% | 86.69% | 79.91% | 80.08% | 85.52% | 55.18% | 55.5% | 47.71% | 36.24% | 52.14% | 60.05% | 73.61% | 74.76% | 58.38% | 57.35% | 50.57% | 49.78% | 1.96% | 2.051% | 1.795% | 2.28% | 2.961% | 4.128% | 10.08% | 7.518% | 2.508% | 2.086% | 1.073% | 2.898% | 0.5875% | 1.127% | 0.4751% | 0% | 0.9823% | 2.17% | 5.919% | 4.186% | 1.151% | 0.7067% | 0.1945% | 1.083% | 30.06% | 21.46% | 31.85% | 27.24% | 22.85% | 28.84% | 42.83% | 40.76% | 31.94% | 28.52% | 24.94% | 34.28%
EIM | PSE | NA | 52.11% | 21.88% | NA | NA | 0 | 711 | 308 | 0 | 0 | NA | NA | NA | NA | NA | NA | NA | NA | NA | NA | NA | NA | 62.17% | 55.64% | 63.04% | 63.82% | 34.26% | 26.39% | 44.29% | 45.76% | 56.68% | 45.41% | 54.09% | 62.01% | 28.32% | 26% | 22.83% | 26.29% | 15.8% | 13.19% | 13.51% | 15.15% | 24.86% | 23.81% | 19.92% | 27.92% | NA | NA | NA | NA | NA | NA | NA | NA | NA | NA | NA | NA | NA | NA | NA | NA | NA | NA | NA | NA | NA | NA | NA | NA
EIM | SCL | NA | NA | NA | NA | NA | 0 | 0 | 0 | 0 | 0 | bar: Jan to Dec
EIM | SPP | 71.49% | 47.06% | 3.863% | 1.037% | NA | 768 | 688 | 310 | 454 | 0 | 88.09% | 76.63% | 69.82% | 45.52% | 57.34% | 58.23% | 81.39% | 81.08% | 58.26% | 63.99% | 77.31% | 84.07% | 48.95% | 44.13% | 49.96% | 43.01% | 48.52% | 41.54% | 51.41% | 52.77% | 41.71% | 37.2% | 47.61% | 47.31% | 0.1912% | 0.1548% | 4.48% | 4.817% | 4.261% | 4.471% | 5.809% | 5.528% | 5.354% | 5.272% | 4.862% | 0.2823% | 1.648% | 1.354% | 0.3034% | 0.934% | 0.09296% | 0.6779% | 1.49% | 1.554% | 1.083% | 1.182% | 0.08586% | 1.802% | NA | NA | NA | NA | NA | NA | NA | NA | NA | NA | NA | NA
EIM | SRP | 78.44% | 20.2% | 1.62% | 0.2694% | NA | 3075 | 5154 | 959.0004 | 513 | 0 | 68.78% | 74.91% | 76.54% | 66.52% | 68.89% | 72.35% | 90.67% | 88.89% | 75.03% | 77.57% | 76.81% | 86.59% | 18.76% | 14.38% | 14.61% | 10.83% | 15.17% | 23.83% | 34.54% | 33.03% | 26.2% | 19.27% | 11.9% | 15.28% | 0.1209% | 0.1007% | 0.02686% | 0.05373% | 0% | 2.001% | 5.923% | 7.034% | 2.876% | 0.8933% | 0.0403% | 0% | 0% | 0% | 0% | 0% | 0% | 0.2233% | 1.391% | 1.433% | 0.07703% | 0.04726% | 0% | 0% | NA | NA | NA | NA | NA | NA | NA | NA | NA | NA | NA | NA
EIM | TEP | 75.17% | NA | 21.16% | 4.374% | NA | 1705 | 0 | 361.6 | 248 | 0 | 72.92% | 52.36% | 66.05% | 65.98% | 81.65% | 82.14% | 85.26% | 83.23% | 80.57% | 76.45% | 67.42% | 71.01% | NA | NA | NA | NA | NA | NA | NA | NA | NA | NA | NA | NA | 20.91% | 17.48% | 16.84% | 16.68% | 19.6% | 24.39% | 25.76% | 25.49% | 24.12% | 19.45% | 18.84% | 19.54% | 3.107% | 3.597% | 3.331% | 2.77% | 5.561% | 5.575% | 7.155% | 6.516% | 5.548% | 2.966% | 2.074% | 3.301% | NA | NA | NA | NA | NA | NA | NA | NA | NA | NA | NA | NA
EIM | TPWR | NA | NA | NA | NA | NA | 0 | 0 | 0 | 0 | 0 | bar: Jan to Dec
EIM | WACM | 67.23% | 5.263% | 0.01298% | 0% | NA | 4131.2 | 597 | 1071.4 | 77 | 0 | 72.05% | 68.77% | 68.25% | 56.92% | 54.4% | 54.69% | 70.07% | 75.1% | 63.6% | 65.88% | 65.4% | 76.4% | 10.68% | 9.902% | 1.039% | 0% | 1.769% | 4.161% | 10.46% | 9.679% | 2.156% | 0% | 0.9147% | 11.2% | 0.01899% | 0% | 0.004516% | 0% | 0% | 0.03697% | 0.071% | 0.02132% | 0% | 0% | 0% | 0% | 0% | 0% | 0% | 0% | 0% | 0% | 0% | 0% | 0% | 0% | 0% | 0% | NA | NA | NA | NA | NA | NA | NA | NA | NA | NA | NA | NA
EIM | WALC | 83.27% | 21.52% | 37.09% | NA | NA | 350 | 1823 | 159 | 0 | 0 | 86.39% | 64.21% | 64.36% | 83.98% | 93.46% | 93.57% | 84.26% | 85.33% | 89.04% | 91.56% | 51.19% | 93.04% | 24.23% | 15.7% | 8.5% | 9.198% | 14.5% | 22.01% | 32.68% | 39.48% | 31.17% | 20.08% | 17.89% | 17.93% | 40.2% | 30.91% | 29.3% | 35.8% | 39.83% | 38.95% | 40.25% | 37.9% | 36.93% | 39.61% | 28.97% | 38.09% | NA | NA | NA | NA | NA | NA | NA | NA | NA | NA | NA | NA | NA | NA | NA | NA | NA | NA | NA | NA | NA | NA | NA | NA
EIM | WAUW | NA | NA | NA | NA | NA | 0 | 0 | 0 | 0 | 0 | bar: Jan to Dec

## Q4_fossilMonthlyStarts BA-Tech
PG&E Q4: Average number of starts for fossil units in each BA for BM and EIM Cases
Monthly Average Capacity Factor (weighted by unit size):
|  | Average Number of Starts |  |  |  |  | Number of Units in Category |  |  |  |  | COAL | COAL | COAL | COAL | COAL | COAL | COAL | COAL | COAL | COAL | COAL | COAL | CCGT | CCGT | CCGT | CCGT | CCGT | CCGT | CCGT | CCGT | CCGT | CCGT | CCGT | CCGT | CT | CT | CT | CT | CT | CT | CT | CT | CT | CT | CT | CT | STEAM | STEAM | STEAM | STEAM | STEAM | STEAM | STEAM | STEAM | STEAM | STEAM | STEAM | STEAM | COGEN | COGEN | COGEN | COGEN | COGEN | COGEN | COGEN | COGEN | COGEN | COGEN | COGEN | COGEN
CASE | BA | Coal | CCGT | CT | Steam | Cogen | Coal | CCGT | CT | Steam | Cogen | Jan | Feb | Mar | Apr | May | Jun | Jul | Aug | Sep | Oct | Nov | Dec | Jan | Feb | Mar | Apr | May | Jun | Jul | Aug | Sep | Oct | Nov | Dec | Jan | Feb | Mar | Apr | May | Jun | Jul | Aug | Sep | Oct | Nov | Dec | Jan | Feb | Mar | Apr | May | Jun | Jul | Aug | Sep | Oct | Nov | Dec | Jan | Feb | Mar | Apr | May | Jun | Jul | Aug | Sep | Oct | Nov | Dec
Benchmark | Average: ALL BAs | 28.1 | 169.773 | 102.7329 | 96.4658 | 27.6308 | 110 | 141 | 337 | 146 | 130 | 3.1 | 2.1727 | 2.4364 | 2.2636 | 2.4273 | 2.2545 | 2.2727 | 2.2636 | 2.2545 | 2.1818 | 2.2364 | 2.2364 | 14.6596 | 13.5248 | 14.4043 | 14.1064 | 13.0638 | 14.773 | 15.3972 | 15.234 | 14.5177 | 13.0426 | 12.2766 | 14.773 | 10.549 | 7.3442 | 5.7092 | 6.6142 | 4.451 | 6.9763 | 13.1602 | 13.546 | 9.6914 | 8.4926 | 8.1068 | 8.092 | 8.4726 | 8.1438 | 5.4795 | 2.0068 | 5.4863 | 7.4315 | 14.0137 | 13.726 | 11.0411 | 8.1849 | 3.4178 | 9.0616 | 3.8462 | 1.7462 | 2.2154 | 2.0538 | 1.7385 | 1.8769 | 2.5154 | 2.3923 | 2.4154 | 2.1462 | 2.2231 | 2.4615
Benchmark | APS | 33.25 | 229.4545 | 51.9583 | 38.4 | NA | 8 | 11 | 24 | 5 | 0 | 3.125 | 2.75 | 2.625 | 2.875 | 2.875 | 2.75 | 2.125 | 2.25 | 3 | 2.625 | 3.125 | 3.125 | 19 | 18.2727 | 20.6364 | 14.8182 | 18.0909 | 21.7273 | 24.8182 | 24.3636 | 20.7273 | 16.6364 | 14.4545 | 15.9091 | 1.5417 | 3.0417 | 1.5417 | 0.083333 | 0.25 | 4.5417 | 17.1667 | 16.4583 | 6.75 | 0.29167 | 0.125 | 0.16667 | 0.6 | 1.2 | 0.4 | 0 | 0 | 1.6 | 13.4 | 15.8 | 5.4 | 0 | 0 | 0 | NA | NA | NA | NA | NA | NA | NA | NA | NA | NA | NA | NA
Benchmark | AVA | NA | 203 | 5 | 2 | NA |  | 2 | 3 | 1 | 0 | NA | NA | NA | NA | NA | NA | NA | NA | NA | NA | NA | NA | 18 | 17 | 18.5 | 14 | 17 | 23.5 | 18 | 18 | 12.5 | 20.5 | 14.5 | 11.5 | 0.66667 | 0.33333 | 0 | 0.66667 | 1.3333 | 2 | 0 | 0 | 0 | 0 | 0 | 0 | 0 | 0 | 0 | 0 | 0 | 2 | 0 | 0 | 0 | 0 | 0 | 0 | NA | NA | NA | NA | NA | NA | NA | NA | NA | NA | NA | NA
Benchmark | BANC | NA | 137.1111 | 78.6429 | 123.8333 | 23.5 |  | 9 | 14 | 6 | 2 | NA | NA | NA | NA | NA | NA | NA | NA | NA | NA | NA | NA | 14.3333 | 7.2222 | 8.2222 | 10.2222 | 8.2222 | 12.7778 | 13.7778 | 12.5556 | 10.5556 | 12.1111 | 12 | 15.1111 | 8.0714 | 2.5714 | 1.2857 | 0 | 0.071429 | 2.8571 | 14.5 | 19.0714 | 9.2143 | 10 | 3.7857 | 7.2143 | 16 | 1.8333 | 0 | 0 | 0 | 7.8333 | 21.8333 | 25.1667 | 17.6667 | 16.8333 | 2.5 | 14.1667 | 2.5 | 1.5 | 1.5 | 2.5 | 2 | 2.5 | 2.5 | 2 | 1 | 0 | 1.5 | 4
Benchmark | BPA | 37 | 105.5 | 1.5 | 113 | NA | 2 | 8 | 4 | 1 | 0 | 2 | 3 | 3.5 | 3 | 3 | 3.5 | 2 | 4 | 2 | 4.5 | 4 | 2.5 | 12.375 | 10 | 10.75 | 12 | 0.5 | 0.25 | 4.875 | 6.875 | 12.125 | 13.125 | 10.375 | 12.25 | 0.5 | 0.5 | 0 | 0.5 | 0 | 0 | 0 | 0 | 0 | 0 | 0 | 0 | 5 | 5 | 15 | 3 | 2 | 6 | 15 | 17 | 7 | 16 | 13 | 9 | NA | NA | NA | NA | NA | NA | NA | NA | NA | NA | NA | NA
Benchmark | CAISO | 15.3333 | 138.5263 | 65.5806 | 27.1111 | 15.6486 | 6 | 38 | 124 | 36 | 111 | 2.6667 | 0.83333 | 1.3333 | 1.6667 | 0.83333 | 1.3333 | 1.1667 | 1 | 0.83333 | 1.3333 | 1.3333 | 1 | 9.3684 | 11.0789 | 13.4474 | 18.6842 | 14.5789 | 14.4211 | 10.1316 | 8.6316 | 8.9211 | 8.6316 | 8.2368 | 12.3947 | 9.1855 | 1.8226 | 0.87097 | 2.5484 | 0.34677 | 4.7177 | 9.6935 | 9.5968 | 7.5081 | 7.621 | 5.4758 | 6.1935 | 1 | 0.19444 | 0.33333 | 0.41667 | 1.3333 | 3.8333 | 6.2222 | 6.8333 | 4.6111 | 1.3333 | 0.11111 | 0.88889 | 2.7207 | 0.72072 | 0.85586 | 0.86486 | 0.75676 | 0.96396 | 1.7207 | 1.4505 | 1.4865 | 1.3784 | 1.2883 | 1.4414
Benchmark | CHPD | NA | NA | NA | NA | NA |  | 0 | 0 | 0 | 0 | bar: Jan to Dec
Benchmark | DOPD | NA | NA | NA | NA | NA |  | 0 | 0 | 0 | 0 | bar: Jan to Dec
Benchmark | EPE | NA | 244 | 274.75 | 181.5 | NA |  | 2 | 4 | 4 | 0 | NA | NA | NA | NA | NA | NA | NA | NA | NA | NA | NA | NA | 23 | 19 | 17 | 26.5 | 22.5 | 15.5 | 15 | 18.5 | 22.5 | 22 | 18.5 | 24 | 24 | 26.75 | 17.5 | 21.5 | 19 | 22.25 | 28.25 | 27.25 | 24 | 23.5 | 21 | 19.75 | 12.75 | 15.75 | 12.75 | 12.75 | 16 | 18.25 | 24 | 21.75 | 21 | 13 | 11.5 | 2 | NA | NA | NA | NA | NA | NA | NA | NA | NA | NA | NA | NA
Benchmark | GCPD | NA | NA | NA | NA | NA |  | 0 | 0 | 0 | 0 | bar: Jan to Dec
Benchmark | IID | NA | 145 | 15.5556 | 26.3333 | NA |  | 3 | 9 | 3 | 0 | NA | NA | NA | NA | NA | NA | NA | NA | NA | NA | NA | NA | 3.6667 | 7.3333 | 2.6667 | 6 | 5.3333 | 14.3333 | 28 | 27 | 29.3333 | 14.3333 | 4 | 3 | 0 | 0 | 0 | 0 | 0.11111 | 0.88889 | 5.8889 | 4.8889 | 2.7778 | 1 | 0 | 0 | 0 | 0 | 0 | 0 | 0.33333 | 2 | 8.3333 | 7.6667 | 6.3333 | 1.6667 | 0 | 0 | NA | NA | NA | NA | NA | NA | NA | NA | NA | NA | NA | NA
Benchmark | IPC | 25 | 341 | 14.25 | NA | NA | 2 | 1 | 4 | 0 | 0 | 2.5 | 0.5 | 1.5 | 2 | 4 | 3 | 1.5 | 2 | 1 | 2.5 | 2 | 2.5 | 39 | 27 | 33 | 28 | 11 | 28 | 31 | 31 | 29 | 29 | 28 | 27 | 0.5 | 0 | 0 | 0 | 0 | 1.25 | 6.25 | 5.25 | 0.5 | 0 | 0 | 0.5 | NA | NA | NA | NA | NA | NA | NA | NA | NA | NA | NA | NA | NA | NA | NA | NA | NA | NA | NA | NA | NA | NA | NA | NA
Benchmark | LDWP | 34.5 | 268 | 11.5714 | 34.5833 | NA | 2 | 5 | 7 | 12 | 0 | 4 | 2.5 | 3.5 | 4 | 2 | 3.5 | 1.5 | 3.5 | 2.5 | 1.5 | 3.5 | 2.5 | 23.6 | 19.8 | 19 | 19.2 | 19.8 | 22.8 | 21 | 24.4 | 22.6 | 25.4 | 23.2 | 27.2 | 0 | 0 | 0 | 0 | 0 | 0.14286 | 1.8571 | 8.1429 | 1.4286 | 0 | 0 | 0 | 3.1667 | 2.1667 | 2.0833 | 0.75 | 0.75 | 1.3333 | 5 | 8.0833 | 4.5 | 3.0833 | 1.0833 | 2.5833 | NA | NA | NA | NA | NA | NA | NA | NA | NA | NA | NA | NA
Benchmark | NEVP | 9.25 | 155.2 | 74.5789 | 59 | 66.7273 | 4 | 10 | 19 | 1 | 11 | 1.25 | 0.75 | 0.75 | 0.25 | 1.75 | 0.75 | 0 | 1.75 | 1 | 0 | 0.75 | 0.25 | 10.5 | 10.7 | 14.9 | 11.5 | 13.4 | 16 | 14.8 | 16.5 | 15.7 | 9.3 | 10.6 | 11.3 | 0.78947 | 0.26316 | 0.73684 | 0 | 0.89474 | 8.9474 | 23.9474 | 25.4211 | 10.9474 | 1.4737 | 0.52632 | 0.63158 | 1 | 0 | 0 | 0 | 0 | 4 | 24 | 24 | 6 | 0 | 0 | 0 | 7.4545 | 5.0909 | 7.3636 | 7.3636 | 5.7273 | 5.5455 | 3.2727 | 4.9091 | 5.1818 | 4.6364 | 5.0909 | 5.0909
Benchmark | NWMT | 33.7143 | NA | 2.25 | 0 | 0 | 7 | 0 | 4 | 1 | 1 | 4.1429 | 3.1429 | 3.5714 | 2.5714 | 2.2857 | 1.5714 | 2.8571 | 2.7143 | 2.4286 | 2 | 3.2857 | 3.1429 | NA | NA | NA | NA | NA | NA | NA | NA | NA | NA | NA | NA | 2 | 0 | 0 | 0 | 0.25 | 0 | 0 | 0 | 0 | 0 | 0 | 0 | 0 | 0 | 0 | 0 | 0 | 0 | 0 | 0 | 0 | 0 | 0 | 0 | 0 | 0 | 0 | 0 | 0 | 0 | 0 | 0 | 0 | 0 | 0 | 0
Benchmark | PACE | 33.45 | 160 | 695.5625 | 320 | NA | 20 | 6 | 16 | 3 | 0 | 3.7 | 2.6 | 2.6 | 2.1 | 3.15 | 2.85 | 3.15 | 2.4 | 2.5 | 2.8 | 2.55 | 3.05 | 18 | 15.3333 | 16.6667 | 8 | 9.1667 | 10.5 | 9 | 8.8333 | 13.8333 | 10.3333 | 19.5 | 20.8333 | 89.6875 | 85.25 | 64 | 65.75 | 36.5625 | 29.9375 | 35.75 | 39.6875 | 49.875 | 53.375 | 79.5 | 66.1875 | 30.3333 | 26 | 30.3333 | 24.3333 | 28.3333 | 27.6667 | 25.6667 | 25.3333 | 26 | 23.6667 | 24 | 28.3333 | NA | NA | NA | NA | NA | NA | NA | NA | NA | NA | NA | NA
Benchmark | PACW | 25.6667 | 129.3333 | 848.5 | 20 | 28 | 3 | 3 | 2 | 1 | 1 | 2.6667 | 1.3333 | 1.6667 | 2 | 3 | 1.6667 | 2.6667 | 2.6667 | 0.33333 | 3.3333 | 2.3333 | 2 | 12 | 10.3333 | 6.6667 | 6.6667 | 15.6667 | 13.3333 | 11.3333 | 12.6667 | 8.3333 | 11.6667 | 11 | 9.6667 | 89 | 99 | 45.5 | 68 | 71.5 | 84 | 44 | 84.5 | 85 | 58 | 61 | 59 | 1 | 0 | 3 | 2 | 1 | 1 | 4 | 4 | 0 | 1 | 2 | 1 | 4 | 3 | 5 | 2 | 4 | 2 | 4 | 1 | 1 | 0 | 2 | 0
Benchmark | PGN | 28 | 156.75 | NA | NA | NA | 1 | 4 | 0 | 0 | 0 | 3 | 2 | 2 | 1 | 4 | 3 | 4 | 2 | 2 | 1 | 2 | 2 | 15.5 | 12.75 | 15 | 13.5 | 9.5 | 8.5 | 17.75 | 17 | 12.5 | 11.75 | 9.75 | 13.25 | NA | NA | NA | NA | NA | NA | NA | NA | NA | NA | NA | NA | NA | NA | NA | NA | NA | NA | NA | NA | NA | NA | NA | NA | NA | NA | NA | NA | NA | NA | NA | NA | NA | NA | NA | NA
Benchmark | PNM | 20.8 | 99.5 | 147.5 | 2.5 | NA | 5 | 2 | 12 | 2 | 0 | 2.8 | 2 | 1.2 | 2 | 1.4 | 1.6 | 1 | 1.2 | 1.8 | 2.8 | 1.8 | 1.2 | 4 | 8.5 | 13.5 | 16.5 | 14 | 6.5 | 4 | 3 | 8.5 | 11.5 | 3.5 | 6 | 13.3333 | 7.1667 | 9.0833 | 10.3333 | 11 | 12.1667 | 18.5833 | 16.5 | 14.5833 | 11.25 | 11 | 12.5 | 0 | 0 | 0 | 0 | 0 | 1 | 1.5 | 0 | 0 | 0 | 0 | 0 | NA | NA | NA | NA | NA | NA | NA | NA | NA | NA | NA | NA
Benchmark | PSC | 15.3636 | 263.3333 | 65.8667 | 183.775 | 261.5 | 11 | 9 | 30 | 40 | 4 | 1.7273 | 0.72727 | 1.6364 | 2.3636 | 1.0909 | 1.0909 | 0.72727 | 1.3636 | 1.4545 | 1 | 0.81818 | 1.3636 | 26.7778 | 24.6667 | 24.8889 | 21.3333 | 20.8889 | 20.3333 | 20.6667 | 18.6667 | 16.7778 | 21.1111 | 24.7778 | 22.4444 | 2.6333 | 4.2 | 2.9 | 4.3667 | 3.8667 | 6.3667 | 16.8667 | 12.0333 | 3.8667 | 2.7667 | 1.7667 | 4.2333 | 15.425 | 19.225 | 13.225 | 0 | 13.075 | 12.8 | 25.4 | 22.1 | 20.45 | 16.025 | 7.7 | 18.35 | 26.75 | 21.25 | 26 | 20.75 | 17.75 | 17.25 | 22.75 | 22.75 | 22.25 | 18.75 | 21.25 | 24
Benchmark | PSE | NA | 19 | 333.5 | NA | NA |  | 4 | 4 | 0 | 0 | NA | NA | NA | NA | NA | NA | NA | NA | NA | NA | NA | NA | 2.5 | 1.75 | 1 | 0.5 | 1.75 | 0.5 | 1.5 | 1.75 | 2.75 | 1.75 | 1.25 | 2 | 26.25 | 21 | 24.25 | 25 | 37.5 | 24 | 36.25 | 32.5 | 30.75 | 34.25 | 23 | 18.75 | NA | NA | NA | NA | NA | NA | NA | NA | NA | NA | NA | NA | NA | NA | NA | NA | NA | NA | NA | NA | NA | NA | NA | NA
Benchmark | SCL | NA | NA | NA | NA | NA |  | 0 | 0 | 0 | 0 | bar: Jan to Dec
Benchmark | SPP | 14 | 123.5 | 55.4 | 120.0588 | NA | 3 | 2 | 5 | 17 | 0 | 1.6667 | 1.3333 | 1 | 1 | 1.3333 | 2 | 0.33333 | 0.33333 | 2 | 1.6667 | 0 | 1.3333 | 7 | 3 | 10.5 | 5 | 16.5 | 14.5 | 14 | 13 | 10 | 10 | 12 | 8 | 1 | 0.6 | 4.2 | 3.4 | 7 | 6.2 | 5.6 | 5.8 | 5.8 | 6.2 | 6.8 | 2.8 | 16.2353 | 12.2353 | 2.5294 | 6.1765 | 1.6471 | 8.7647 | 14.5294 | 14.4118 | 12.2353 | 11.6471 | 0.82353 | 18.8235 | NA | NA | NA | NA | NA | NA | NA | NA | NA | NA | NA | NA
Benchmark | SRP | 22.6 | 246.9286 | 45.9444 | 12.4 | NA | 5 | 14 | 18 | 5 | 0 | 2.2 | 1.2 | 2.2 | 2 | 1.8 | 2.2 | 1.6 | 1.6 | 2.6 | 2.2 | 1.8 | 1.2 | 22.7857 | 19.6429 | 18.7857 | 14.2857 | 15.8571 | 21.5 | 27.3571 | 27.5 | 25 | 20.0714 | 14.5714 | 19.5714 | 0.72222 | 0.38889 | 0.11111 | 0.22222 | 0.27778 | 4.2778 | 13.6111 | 16.8333 | 6.5556 | 2.8333 | 0.055556 | 0.055556 | 0 | 0 | 0 | 0 | 0 | 0.2 | 4.8 | 7.4 | 0 | 0 | 0 | 0 | NA | NA | NA | NA | NA | NA | NA | NA | NA | NA | NA | NA
Benchmark | TEP | 17 | NA | 174 | 111.6667 | NA | 5 | 0 | 13 | 3 | 0 | 2.2 | 2.2 | 2.2 | 1.2 | 0.8 | 1.4 | 0.8 | 1 | 1.6 | 1 | 1.6 | 1 | NA | NA | NA | NA | NA | NA | NA | NA | NA | NA | NA | NA | 12.5385 | 11.8462 | 18.6154 | 19.6154 | 14.2308 | 11.3846 | 11.1538 | 11.8462 | 13.3077 | 17.8462 | 15.0769 | 16.5385 | 7.3333 | 5.3333 | 9.6667 | 11.6667 | 13.3333 | 12.3333 | 11 | 9.6667 | 13 | 8.3333 | 4 | 6 | NA | NA | NA | NA | NA | NA | NA | NA | NA | NA | NA | NA
Benchmark | TPWR | NA | NA | NA | NA | NA |  | 0 | 0 | 0 | 0 | bar: Jan to Dec
Benchmark | WACM | 39.875 | 92 | 1.875 | 1 | NA | 24 | 2 | 16 | 5 | 0 | 4.2083 | 3.1667 | 3.4583 | 3.0833 | 3.5417 | 3.125 | 3.8333 | 3.5 | 3.4167 | 2.75 | 2.875 | 2.9167 | 14.5 | 15 | 4 | 0.5 | 2.5 | 5.5 | 14 | 12.5 | 2.5 | 0 | 1.5 | 19.5 | 0.0625 | 0.0625 | 0.0625 | 0 | 0 | 0.125 | 0.4375 | 1.125 | 0 | 0 | 0 | 0 | 0 | 0 | 0 | 0 | 0 | 0 | 0 | 1 | 0 | 0 | 0 | 0 | NA | NA | NA | NA | NA | NA | NA | NA | NA | NA | NA | NA
Benchmark | WALC | 11.5 | 167 | 3 | NA | NA | 2 | 6 | 5 | 0 | 0 | 1.5 | 1 | 1.5 | 0.5 | 0.5 | 0 | 1.5 | 1.5 | 0 | 0.5 | 2 | 1 | 15.3333 | 13.6667 | 8.3333 | 5 | 8.1667 | 13.3333 | 19.6667 | 22.6667 | 19.8333 | 12 | 14.1667 | 14.8333 | 0.4 | 0.4 | 0.6 | 0.4 | 0 | 0 | 0 | 0.4 | 0.2 | 0 | 0.2 | 0.4 | NA | NA | NA | NA | NA | NA | NA | NA | NA | NA | NA | NA | NA | NA | NA | NA | NA | NA | NA | NA | NA | NA | NA | NA
Benchmark | WAUW | NA | NA | NA | NA | NA |  | 0 | 0 | 0 | 0 | bar: Jan to Dec
EIM | Average: ALL BAs | 27.9909 | 168.922 | 95.365 | 95.6712 | 26.9769 | 110 | 141 | 337 | 146 | 130 | 3.1545 | 2.1364 | 2.4182 | 2.3 | 2.4364 | 2.1545 | 2.3 | 2.2 | 2.2091 | 2.1636 | 2.2273 | 2.2909 | 14.8369 | 13.7092 | 14.2624 | 13.4184 | 12.8794 | 14.305 | 15.4397 | 15.305 | 14.5106 | 13.0142 | 12.2979 | 14.9433 | 9.6825 | 6.819 | 5.5015 | 5.3442 | 4.0208 | 5.8843 | 12.2285 | 12.9733 | 9.0267 | 8.0979 | 7.7596 | 8.0267 | 8.7055 | 8.8014 | 5.1575 | 1.9315 | 5.5685 | 7.2671 | 13.4315 | 13.5274 | 10.9521 | 8.3767 | 2.9795 | 8.9726 | 3.7769 | 1.7615 | 2.2462 | 1.8231 | 1.7308 | 1.8154 | 2.2923 | 2.2692 | 2.4308 | 2.1154 | 2.1846 | 2.5308
EIM | APS | 33.25 | 234.6364 | 51.9167 | 36 | NA | 8 | 11 | 24 | 5 | 0 | 3 | 3 | 2.625 | 2.875 | 3 | 2.375 | 2.25 | 2.125 | 2.875 | 2.625 | 3.25 | 3.25 | 19.0909 | 19.1818 | 20.8182 | 16.3636 | 19.0909 | 21.6364 | 24.7273 | 24.3636 | 20.5455 | 16.8182 | 13.7273 | 18.2727 | 2.0833 | 2.125 | 1.5417 | 0.041667 | 0.5 | 4.875 | 16.6667 | 17 | 6 | 0.5 | 0.125 | 0.45833 | 0.6 | 0.2 | 0 | 0 | 0 | 2.2 | 13.6 | 15.6 | 3.8 | 0 | 0 | 0 | NA | NA | NA | NA | NA | NA | NA | NA | NA | NA | NA | NA
EIM | AVA | NA | 215 | 9.3333 | 2 | NA |  | 2 | 3 | 1 | 0 | NA | NA | NA | NA | NA | NA | NA | NA | NA | NA | NA | NA | 19.5 | 15 | 20.5 | 17 | 19 | 24 | 19.5 | 22 | 13 | 18.5 | 14.5 | 12.5 | 4.3333 | 0 | 0 | 0.66667 | 0.66667 | 3.3333 | 0 | 0 | 0 | 0 | 0 | 0.33333 | 0 | 0 | 0 | 0 | 0 | 2 | 0 | 0 | 0 | 0 | 0 | 0 | NA | NA | NA | NA | NA | NA | NA | NA | NA | NA | NA | NA
EIM | BANC | NA | 138.8889 | 75.9286 | 126.5 | 23.5 |  | 9 | 14 | 6 | 2 | NA | NA | NA | NA | NA | NA | NA | NA | NA | NA | NA | NA | 15.3333 | 7 | 8.5556 | 10 | 8 | 12.8889 | 13.7778 | 13.2222 | 10.7778 | 12.5556 | 12 | 14.7778 | 8.2857 | 2.6429 | 1.3571 | 0 | 0.071429 | 2.9286 | 13.6429 | 17.7143 | 9.0714 | 9.1429 | 3.7143 | 7.3571 | 17.6667 | 1.6667 | 0 | 0 | 0 | 7.3333 | 21.8333 | 25.1667 | 17.6667 | 16.6667 | 3.5 | 15 | 2.5 | 1.5 | 1.5 | 2.5 | 2 | 2.5 | 2.5 | 2 | 1 | 0 | 1.5 | 4
EIM | BPA | 36 | 102.5 | 5.25 | 109 | NA | 2 | 8 | 4 | 1 | 0 | 2.5 | 2.5 | 3.5 | 2.5 | 3 | 3.5 | 2 | 3.5 | 2 | 4.5 | 4 | 2.5 | 12.5 | 9.875 | 9.625 | 11.375 | 0.5 | 0.25 | 4.125 | 7.25 | 11.75 | 12.625 | 10 | 12.625 | 4 | 0 | 0.5 | 0.5 | 0 | 0 | 0 | 0 | 0 | 0 | 0 | 0.25 | 6 | 5 | 13 | 3 | 2 | 5 | 16 | 18 | 5 | 14 | 12 | 10 | NA | NA | NA | NA | NA | NA | NA | NA | NA | NA | NA | NA
EIM | CAISO | 15.3333 | 135.7895 | 56.6774 | 24.3889 | 14.8649 | 6 | 38 | 124 | 36 | 111 | 2.6667 | 0.83333 | 1.3333 | 1.6667 | 0.83333 | 1.3333 | 1.1667 | 1 | 0.83333 | 1.3333 | 1.3333 | 1 | 9.5263 | 11.7895 | 13.1053 | 15.6579 | 14.3421 | 13.4474 | 10.2632 | 8.6316 | 9.0526 | 9.1053 | 8.3158 | 12.5526 | 8.6613 | 2.0968 | 0.71774 | 0.3871 | 0.27419 | 2.6371 | 7.5161 | 9.3065 | 7.1855 | 6.8226 | 5.0887 | 5.9839 | 1.0278 | 0.16667 | 0.33333 | 0.27778 | 1.3333 | 3.0556 | 4.8889 | 6.4444 | 4.5556 | 1.2778 | 0.13889 | 0.88889 | 2.7117 | 0.72973 | 0.88288 | 0.64865 | 0.74775 | 0.88288 | 1.4054 | 1.3063 | 1.5135 | 1.3333 | 1.2613 | 1.4414
EIM | CHPD | NA | NA | NA | NA | NA |  | 0 | 0 | 0 | 0 | bar: Jan to Dec
EIM | DOPD | NA | NA | NA | NA | NA |  | 0 | 0 | 0 | 0 | bar: Jan to Dec
EIM | EPE | NA | 249.5 | 279.25 | 183.5 | NA |  | 2 | 4 | 4 | 0 | NA | NA | NA | NA | NA | NA | NA | NA | NA | NA | NA | NA | 25 | 21 | 17.5 | 23 | 23 | 18.5 | 16.5 | 16.5 | 22 | 22.5 | 18.5 | 25.5 | 24.75 | 32.25 | 17.5 | 20.25 | 22 | 19.5 | 27.5 | 27.5 | 22.75 | 24 | 21.5 | 19.75 | 13.25 | 17.75 | 12 | 13 | 16 | 18.25 | 24.25 | 23.5 | 20 | 12.75 | 10.75 | 2 | NA | NA | NA | NA | NA | NA | NA | NA | NA | NA | NA | NA
EIM | GCPD | NA | NA | NA | NA | NA |  | 0 | 0 | 0 | 0 | bar: Jan to Dec
EIM | IID | NA | 143.3333 | 14.6667 | 25.3333 | NA |  | 3 | 9 | 3 | 0 | NA | NA | NA | NA | NA | NA | NA | NA | NA | NA | NA | NA | 3.6667 | 7.3333 | 3 | 6.3333 | 4.6667 | 14.6667 | 28.3333 | 27.6667 | 29 | 13.3333 | 3 | 2.3333 | 0 | 0 | 0.44444 | 0 | 0.11111 | 1.2222 | 5.4444 | 4.5556 | 2.7778 | 0.11111 | 0 | 0 | 0 | 0 | 0.33333 | 0 | 0.33333 | 1.6667 | 7.3333 | 8 | 6.3333 | 1.3333 | 0 | 0 | NA | NA | NA | NA | NA | NA | NA | NA | NA | NA | NA | NA
EIM | IPC | 26.5 | 336 | 14.25 | NA | NA | 2 | 1 | 4 | 0 | 0 | 3.5 | 0.5 | 1.5 | 2.5 | 4.5 | 2.5 | 1.5 | 1.5 | 1.5 | 2.5 | 1.5 | 3 | 38 | 22 | 32 | 27 | 10 | 26 | 30 | 31 | 30 | 31 | 33 | 26 | 0.5 | 0 | 0 | 0 | 0.25 | 1 | 6.75 | 5.25 | 0.5 | 0 | 0 | 0 | NA | NA | NA | NA | NA | NA | NA | NA | NA | NA | NA | NA | NA | NA | NA | NA | NA | NA | NA | NA | NA | NA | NA | NA
EIM | LDWP | 34 | 265.6 | 11.8571 | 34.75 | NA | 2 | 5 | 7 | 12 | 0 | 4 | 2.5 | 3.5 | 4 | 2 | 3 | 1.5 | 3.5 | 2.5 | 1.5 | 3.5 | 2.5 | 22.6 | 19.4 | 19.2 | 19 | 20.2 | 21.2 | 20.6 | 24.2 | 23 | 25 | 24.6 | 26.6 | 0 | 0 | 0 | 0 | 0 | 0.28571 | 1.7143 | 8.5714 | 1.2857 | 0 | 0 | 0 | 3.25 | 2.3333 | 2.25 | 0.5 | 1 | 1.6667 | 5.0833 | 7.9167 | 4.3333 | 2.5 | 1.4167 | 2.5 | NA | NA | NA | NA | NA | NA | NA | NA | NA | NA | NA | NA
EIM | NEVP | 9.25 | 156.7 | 74.9474 | 61 | 67.0909 | 4 | 10 | 19 | 1 | 11 | 1.25 | 0.75 | 0.75 | 0.25 | 1.75 | 0.75 | 0 | 1.75 | 1 | 0 | 0.75 | 0.25 | 11.1 | 10.6 | 14.6 | 11.7 | 13.9 | 15.4 | 14.8 | 16.7 | 15.7 | 9.5 | 11.1 | 11.6 | 0.15789 | 0.21053 | 0.31579 | 0.052632 | 0.47368 | 8.5789 | 25.2105 | 25.7368 | 11.2632 | 1.5789 | 0.47368 | 0.89474 | 0 | 0 | 0 | 0 | 0 | 5 | 25 | 24 | 7 | 0 | 0 | 0 | 6.9091 | 5.1818 | 7.4545 | 7.1818 | 5.7273 | 5.6364 | 3.6364 | 4.9091 | 5.1818 | 4.9091 | 5 | 5.3636
EIM | NWMT | 33.5714 | NA | 2.25 | 0 | 0 | 7 | 0 | 4 | 1 | 1 | 4 | 3 | 3.4286 | 2.4286 | 2.2857 | 1.4286 | 3 | 2.7143 | 2.5714 | 2.1429 | 3.4286 | 3.1429 | NA | NA | NA | NA | NA | NA | NA | NA | NA | NA | NA | NA | 2 | 0 | 0 | 0 | 0.25 | 0 | 0 | 0 | 0 | 0 | 0 | 0 | 0 | 0 | 0 | 0 | 0 | 0 | 0 | 0 | 0 | 0 | 0 | 0 | 0 | 0 | 0 | 0 | 0 | 0 | 0 | 0 | 0 | 0 | 0 | 0
EIM | PACE | 32.6 | 160.1667 | 699.0625 | 321 | NA | 20 | 6 | 16 | 3 | 0 | 3.9 | 2.25 | 2.7 | 2.25 | 2.95 | 2.55 | 3.2 | 2.4 | 2.2 | 2.55 | 2.55 | 3.1 | 15.1667 | 14 | 17.5 | 9.3333 | 9 | 12 | 9.6667 | 10.6667 | 13.1667 | 8.8333 | 21 | 19.8333 | 82.5625 | 84.125 | 65.9375 | 63.875 | 37.4375 | 31.5 | 35.125 | 40.6875 | 50 | 57.1875 | 81.0625 | 69.5625 | 30 | 26 | 30.6667 | 25 | 28 | 28.3333 | 26.6667 | 24.6667 | 26 | 23.6667 | 24 | 28 | NA | NA | NA | NA | NA | NA | NA | NA | NA | NA | NA | NA
EIM | PACW | 25.3333 | 77 | 37.5 | 20 | 28 | 3 | 3 | 2 | 1 | 1 | 2.6667 | 1.6667 | 1.6667 | 2.3333 | 3.6667 | 1.3333 | 1.6667 | 2.3333 | 0.33333 | 3.3333 | 2.3333 | 2 | 10 | 7 | 5.3333 | 6 | 3 | 2 | 9.6667 | 6.6667 | 7.3333 | 8.3333 | 5 | 6.6667 | 12 | 1 | 3.5 | 4 | 0 | 0 | 0 | 0.5 | 0 | 1 | 1.5 | 14 | 1 | 0 | 3 | 2 | 1 | 1 | 4 | 4 | 0 | 1 | 2 | 1 | 4 | 3 | 5 | 2 | 4 | 2 | 4 | 1 | 1 | 0 | 2 | 0
EIM | PGN | 25 | 154.75 | NA | NA | NA | 1 | 4 | 0 | 0 | 0 | 3 | 2 | 2 | 0 | 4 | 3 | 4 | 2 | 2 | 0 | 1 | 2 | 15.5 | 12.25 | 14 | 13.5 | 9.5 | 9.25 | 18.75 | 17.5 | 11.5 | 11.25 | 9.25 | 12.5 | NA | NA | NA | NA | NA | NA | NA | NA | NA | NA | NA | NA | NA | NA | NA | NA | NA | NA | NA | NA | NA | NA | NA | NA | NA | NA | NA | NA | NA | NA | NA | NA | NA | NA | NA | NA
EIM | PNM | 20.2 | 109 | 149.0833 | 4 | NA | 5 | 2 | 12 | 2 | 0 | 2.6 | 2 | 1.4 | 2 | 1.4 | 1.2 | 0.8 | 1.2 | 1.8 | 3.2 | 1.4 | 1.2 | 7 | 9 | 14 | 16 | 14.5 | 7 | 5 | 3.5 | 9.5 | 12 | 4.5 | 7 | 13.4167 | 8.1667 | 8.5 | 10.3333 | 9.8333 | 11.8333 | 20 | 16.4167 | 12.9167 | 13.6667 | 10.75 | 13.25 | 0 | 0 | 0 | 0 | 0 | 0 | 3 | 0 | 0 | 1 | 0 | 0 | NA | NA | NA | NA | NA | NA | NA | NA | NA | NA | NA | NA
EIM | PSC | 15.3636 | 262.4444 | 68.5667 | 181.725 | 261 | 11 | 9 | 30 | 40 | 4 | 1.7273 | 0.72727 | 1.6364 | 2.3636 | 1.0909 | 1.0909 | 0.72727 | 1.3636 | 1.4545 | 1 | 0.81818 | 1.3636 | 27.5556 | 24.4444 | 24.7778 | 21.7778 | 20.3333 | 20.3333 | 20.6667 | 18.4444 | 17 | 21.2222 | 23.8889 | 22 | 2.7 | 4.2667 | 3.0333 | 4.4333 | 3.9333 | 6.7 | 17.8667 | 12.2667 | 4.1667 | 2.7 | 1.9667 | 4.5333 | 15.425 | 21 | 11.825 | 0 | 13.375 | 13.2 | 24.275 | 21.975 | 20.525 | 16.85 | 5.6 | 17.675 | 26.25 | 21.25 | 26 | 19.75 | 17.75 | 17.25 | 23.25 | 22.75 | 22 | 18.25 | 21 | 25.5
EIM | PSE | NA | 19 | 326.5 | NA | NA |  | 4 | 4 | 0 | 0 | NA | NA | NA | NA | NA | NA | NA | NA | NA | NA | NA | NA | 2.5 | 1.75 | 1 | 0.5 | 1.75 | 0.5 | 1.5 | 1.75 | 2.75 | 1.75 | 1.25 | 2 | 26.75 | 20.25 | 21.5 | 24.75 | 36 | 24 | 35 | 30.5 | 29.75 | 34 | 25 | 19 | NA | NA | NA | NA | NA | NA | NA | NA | NA | NA | NA | NA | NA | NA | NA | NA | NA | NA | NA | NA | NA | NA | NA | NA
EIM | SCL | NA | NA | NA | NA | NA |  | 0 | 0 | 0 | 0 | bar: Jan to Dec
EIM | SPP | 13.6667 | 126 | 57.8 | 123.3529 | NA | 3 | 2 | 5 | 17 | 0 | 1.6667 | 1.3333 | 1 | 1 | 1 | 2 | 0.33333 | 0.33333 | 1.6667 | 2 | 0 | 1.3333 | 7 | 4 | 11 | 5.5 | 16.5 | 14.5 | 12.5 | 13.5 | 11 | 9.5 | 13.5 | 7.5 | 1.6 | 1 | 4.4 | 4.4 | 7.2 | 6.2 | 5.6 | 6 | 6 | 5.8 | 7.2 | 2.4 | 17.4706 | 13.6471 | 2.8824 | 6.0588 | 1.5294 | 7.7059 | 14.4118 | 14.4706 | 12.2941 | 11.9412 | 1.5294 | 19.4118 | NA | NA | NA | NA | NA | NA | NA | NA | NA | NA | NA | NA
EIM | SRP | 22.2 | 248.9286 | 48.8889 | 11.8 | NA | 5 | 14 | 18 | 5 | 0 | 2.2 | 1.2 | 2.2 | 1.8 | 1.8 | 2 | 1.6 | 1.6 | 2.8 | 2 | 1.8 | 1.2 | 23.5 | 20.4286 | 18.8571 | 13.8571 | 16.4286 | 21.1429 | 27.3571 | 27.5 | 25.2857 | 19.8571 | 15.1429 | 19.5714 | 0.33333 | 0.38889 | 0.11111 | 0.22222 | 0 | 5.5 | 14.4444 | 17.1667 | 7.7222 | 2.8333 | 0.16667 | 0 | 0 | 0 | 0 | 0 | 0 | 0.8 | 5.2 | 5.4 | 0.2 | 0.2 | 0 | 0 | NA | NA | NA | NA | NA | NA | NA | NA | NA | NA | NA | NA
EIM | TEP | 17.6 | NA | 177.6923 | 112 | NA | 5 | 0 | 13 | 3 | 0 | 2.2 | 2.2 | 2.2 | 1.4 | 0.8 | 1.4 | 0.8 | 1 | 1.6 | 1.2 | 1.6 | 1.2 | NA | NA | NA | NA | NA | NA | NA | NA | NA | NA | NA | NA | 12.9231 | 11.3846 | 19.8462 | 19.3846 | 14.6923 | 11.5385 | 11.2308 | 12.1538 | 13.0769 | 18.3077 | 15.8462 | 17.3077 | 7.3333 | 4.6667 | 11.6667 | 10.3333 | 13.3333 | 12.3333 | 11 | 9.6667 | 12.6667 | 8.6667 | 4.3333 | 6 | NA | NA | NA | NA | NA | NA | NA | NA | NA | NA | NA | NA
EIM | TPWR | NA | NA | NA | NA | NA |  | 0 | 0 | 0 | 0 | bar: Jan to Dec
EIM | WACM | 40.4167 | 94 | 1.5 | 0 | NA | 24 | 2 | 16 | 5 | 0 | 4.2917 | 3.25 | 3.2917 | 3.1667 | 3.625 | 3.3333 | 4 | 3.375 | 3.4167 | 2.75 | 2.9167 | 3 | 16 | 16 | 4 | 0 | 2.5 | 6.5 | 14 | 13 | 2.5 | 0 | 1.5 | 18 | 0.25 | 0 | 0.0625 | 0 | 0 | 0.4375 | 0.5625 | 0.1875 | 0 | 0 | 0 | 0 | 0 | 0 | 0 | 0 | 0 | 0 | 0 | 0 | 0 | 0 | 0 | 0 | NA | NA | NA | NA | NA | NA | NA | NA | NA | NA | NA | NA
EIM | WALC | 11.5 | 170.8333 | 3 | NA | NA | 2 | 6 | 5 | 0 | 0 | 1.5 | 1 | 1.5 | 0.5 | 0.5 | 0 | 1.5 | 1.5 | 0 | 0.5 | 2 | 1 | 15 | 14.6667 | 7.5 | 5.8333 | 8.1667 | 13.8333 | 20 | 22.3333 | 19.1667 | 12.5 | 14.6667 | 17.1667 | 0.4 | 0.4 | 0.6 | 0.4 | 0 | 0 | 0 | 0.4 | 0.2 | 0 | 0.2 | 0.4 | NA | NA | NA | NA | NA | NA | NA | NA | NA | NA | NA | NA | NA | NA | NA | NA | NA | NA | NA | NA | NA | NA | NA | NA
EIM | WAUW | NA | NA | NA | NA | NA

## 5_CO2 by BA
Q5: Annual CO2 By BA for BM and EIM Cases
Total CO2 in 000 short tons
BA | Benchmark Case | EIM Case
Total: ALL BAs | 298152254.0681 | 298376272.2459
APS | 18599109.2242 | 18619517.2748
AVA | 1058555.0118 | 1091106.5252
BANC | 5298964.6904 | 5269162.8098
BPA | 11088427.3772 | 11353928.1871
CAISO | 54722439.7824 | 54176138.4521
CHPD | 0 | 0
DOPD | 0 | 0
EPE | 1784109.9242 | 1781959.6548
GCPD | 0 | 0
IID | 627272.9094 | 627085.6837
IPC | 3498569.9715 | 3514510.707
LDWP | 11823238.3633 | 11948726.9109
NEVP | 13320660.7163 | 13356464.1653
NWMT | 7226837.5784 | 7288348.6232
PACE | 31887186.9483 | 31967069.4978
PACW | 13495436.417 | 13229304.4538
PGN | 5794417.4756 | 5981184.2997
PNM | 15132902.6251 | 15140708.4801
PSC | 26470407.5617 | 26505484.3594
PSE | 2105033.5459 | 2139338.7477
SCL | 0 | 0
SPP | 6833614.4931 | 6860689.5236
SRP | 25049133.0752 | 25189160.2197
TEP | 12642344.418 | 12603928.2069
TPWR | 0 | 0
WACM | 25299118.1281 | 25348827.6881
WALC | 4394473.831 | 4383627.7751
WAUW | 0 | 0

## 6_Monthly_Reserves
Q6: Monthly min, max and average contingency and flexibility reserve nees by BA for BM and EIM Cases
CONTINGENCY RESERVES:
|  | ANNUAL | ANNUAL | ANNUAL | MONTH: | 1 | 2 | 3 | 4 | 5 | 6 | 7 | 8 | 9 | 10 | 11 | 12 | MONTH: | 1 | 2 | 3 | 4 | 5 | 6 | 7 | 8 | 9 | 10 | 11 | 12 | MONTH: | 1 | 2 | 3 | 4 | 5 | 6 | 7 | 8 | 9 | 10 | 11 | 12
Case | BA | Avg | Max | Min |  | Avg | Avg | Avg | Avg | Avg | Avg | Avg | Avg | Avg | Avg | Avg | Avg |  | Max | Max | Max | Max | Max | Max | Max | Max | Max | Max | Max | Max |  | Min | Min | Min | Min | Min | Min | Min | Min | Min | Min | Min | Min
BM & EIM | AVA | 47.798 | 73.23 | 23.43 |  | 55.4029 | 51.0712 | 46.6937 | 44.3751 | 43.227 | 43.5417 | 47.7012 | 46.1691 | 42.5002 | 44.5564 | 50.2083 | 58.1049 |  | 72.15 | 65.13 | 62.07 | 56.7001 | 54.69 | 61.68 | 65.61 | 65.61 | 57.96 | 58.98 | 62.4 | 73.23 |  | 30.09 | 34.11 | 23.94 | 24.48 | 23.43 | 26.79 | 30.66 | 27.12 | 24.81 | 26.4 | 31.14 | 33.57
BM & EIM | AZPS | 124.0068 | 223.35 | 62.04 |  | 108.5487 | 106.3391 | 101.6939 | 100.0414 | 123.1452 | 150.2499 | 166.6134 | 161.1275 | 146.2508 | 110.2825 | 100.6669 | 111.4511 |  | 136.6201 | 132.48 | 118.41 | 128.43 | 171.81 | 193.0801 | 223.35 | 223.35 | 200.0701 | 152.34 | 124.8901 | 135.48 |  | 75.51 | 76.5 | 64.74 | 62.04 | 64.44 | 82.5 | 81.48 | 98.6101 | 73.59 | 62.55 | 73.47 | 75.72
BM & EIM | BANC | 67.9318 | 161.7601 | 35.55 |  | 63.2262 | 61.6072 | 59.878 | 58.1244 | 65.1611 | 75.6259 | 84.4362 | 82.46 | 73.7508 | 63.6689 | 61.0437 | 65.4846 |  | 84.3301 | 80.88 | 76.08 | 83.91 | 123.7201 | 151.3201 | 161.7601 | 158.7301 | 143.1601 | 103.83 | 82.95 | 88.0501 |  | 51.54 | 52.74 | 48.66 | 39.69 | 40.47 | 56.49 | 45.9301 | 49.56 | 54.24 | 35.55 | 37.8 | 50.67
BM & EIM | BPA | 287.7578 | 468.3744 | 155.4901 |  | 329.6138 | 316.2356 | 286.9103 | 273.959 | 262.8213 | 265.5852 | 276.1681 | 272.9033 | 260.4162 | 266.9355 | 305.3105 | 337.515 |  | 457.3345 | 441.6148 | 401.5045 | 376.1103 | 355.0803 | 344.8203 | 365.9101 | 360.8102 | 338.1002 | 362.1303 | 411.4045 | 468.3744 |  | 228.1945 | 231.3745 | 174.3144 | 182.6102 | 161.1302 | 155.4901 | 169.4101 | 183.3901 | 159.0001 | 177.3001 | 210.2544 | 196.0645
BM & EIM | CA | 812.4663 | 1448.9107 | 493.9502 |  | 767.744 | 725.1344 | 726.4119 | 730.1258 | 803.4683 | 881.6656 | 944.2344 | 949.3146 | 865.4578 | 796.0092 | 773.8756 | 777.7434 |  | 962.1004 | 940.2305 | 912.1209 | 942.7209 | 1075.3808 | 1339.2611 | 1432.6508 | 1448.9107 | 1301.5805 | 1055.7606 | 939.991 | 1031.4608 |  | 584.5504 | 560.6404 | 575.5506 | 493.9502 | 551.2804 | 598.3804 | 654.6903 | 645.0303 | 583.2004 | 537.7205 | 567.1805 | 551.2204
BM & EIM | EPE | 34.0102 | 60.06 | 11.13 |  | 30.5237 | 29.9551 | 29.3949 | 30.5416 | 34.3144 | 39.2497 | 41.1291 | 40.4838 | 36.7501 | 32.1776 | 30.4583 | 32.7825 |  | 42.36 | 41.52 | 40.29 | 44.19 | 54.21 | 58.92 | 60.06 | 59.85 | 55.8901 | 49.2 | 43.92 | 44.85 |  | 15.12 | 11.13 | 18.24 | 15.9 | 15.87 | 20.88 | 22.26 | 18.3 | 18.12 | 18.63 | 20.07 | 17.31
BM & EIM | IID | 12.7125 | 33.18 | 1.1347 |  | 8.5236 | 8.3543 | 8.6472 | 10.0088 | 12.2879 | 17.4999 | 21.2095 | 19.9996 | 17.9161 | 10.5943 | 8.4999 | 8.6865 |  | 11.1815 | 11.5715 | 13.3715 | 20.6947 | 22.9447 | 29.64 | 33.18 | 33.09 | 32.01 | 21.7447 | 13.0115 | 11.6315 |  | 5.7215 | 4.7315 | 4.8815 | 1.1347 | 2.7547 | 8.67 | 10.29 | 9.84 | 8.4 | 3.5947 | 4.4915 | 5.4215
BM & EIM | IPC | 64.1884 | 121.5601 | 30.09 |  | 64.3163 | 57.4556 | 52.5404 | 51.5839 | 60.846 | 74.1669 | 86.895 | 80.7661 | 66.1655 | 52.3791 | 55.3321 | 66.8554 |  | 80.49 | 74.55 | 66.93 | 64.53 | 95.7601 | 117.2401 | 121.5601 | 113.2801 | 95.8501 | 67.5692 | 72.87 | 81.15 |  | 48.24 | 45.51 | 37.47 | 35.67 | 31.95 | 30.09 | 34.68 | 38.4 | 35.7 | 33.4892 | 37.62 | 48.69
BM & EIM | LADWP | 106.1371 | 211.1701 | 24.69 |  | 100.2828 | 100.4467 | 99.1935 | 99.2506 | 102.5805 | 107.625 | 119.3953 | 121.7741 | 115.3335 | 104.9999 | 100.6257 | 101.5322 |  | 140.67 | 139.9801 | 142.6801 | 155.7001 | 165.7801 | 174.7801 | 197.0101 | 211.1701 | 198.5401 | 170.5801 | 146.5501 | 144.9 |  | 31.68 | 32.52 | 28.83 | 24.69 | 33.57 | 39.75 | 39.45 | 41.67 | 49.68 | 39.24 | 42.54 | 31.56
BM & EIM | NEVP | 87.5581 | 187.7101 | 34.65 |  | 76.1287 | 72.366 | 67.9021 | 69.2504 | 90.5646 | 101.0001 | 128.7097 | 117.8224 | 101.3333 | 75.7258 | 71.5001 | 76.693 |  | 98.4601 | 93.8101 | 95.9101 | 98.76 | 123.1501 | 169.0202 | 187.7101 | 179.6101 | 166.9501 | 126.7501 | 94.4401 | 100.0201 |  | 54.54 | 48.2701 | 43.83 | 34.65 | 34.86 | 55.14 | 56.58 | 47.9701 | 52.95 | 57.9601 | 45.36 | 47.85
BM & EIM | NM | 53.2862 | 85.92 | 35.9472 |  | 53.3391 | 53.8563 | 49.428 | 48.9662 | 50.5065 | 55.9163 | 58.8706 | 57.5 | 54.2504 | 50.7938 | 51.8468 | 54.1454 |  | 68.4972 | 70.9872 | 64.7172 | 62.5764 | 69.6863 | 77.28 | 85.92 | 79.32 | 75.33 | 67.6927 | 69.3072 | 72.2772 |  | 46.4772 | 48.7272 | 42.6672 | 43.0464 | 44.8463 | 40.56 | 48.84 | 36.15 | 39.6 | 36.9126 | 35.9472 | 44.6772
BM & EIM | NNV | 42.1607 | 63.78 | 29.76 |  | 43.3939 | 42.3858 | 40.1702 | 40.5001 | 40.8467 | 41.8739 | 46.9756 | 46.2095 | 41.8751 | 40.0807 | 38.496 | 42.9527 |  | 52.7217 | 50.7717 | 46.8717 | 48.09 | 51.18 | 57.93 | 63.78 | 62.37 | 53.49 | 51.1501 | 48.6717 | 55.8117 |  | 34.6016 | 34.7816 | 32.7417 | 33.75 | 35.73 | 35.34 | 35.07 | 35.7 | 32.52 | 29.76 | 30.5817 | 33.1616
BM & EIM | PACW | 74.5548 | 122.1301 | 31.11 |  | 83.347 | 79.1513 | 73.79 | 70.3748 | 68.6696 | 70.8757 | 75.2014 | 74.5559 | 70.2502 | 69.5965 | 75.8336 | 83.1053 |  | 122.1301 | 109.0801 | 102.6301 | 98.8501 | 91.2001 | 97.7701 | 112.9501 | 108.1201 | 97.1401 | 98.73 | 110.8801 | 118.8901 |  | 47.19 | 46.14 | 42.4201 | 37.29 | 42.69 | 45.54 | 39.51 | 42.57 | 41.46 | 31.11 | 45.03 | 42.06
BM & EIM | PGN | 79.3254 | 127.7401 | 47.58 |  | 89.073 | 85.2678 | 81.089 | 76.6667 | 73.4268 | 74.0832 | 77.8626 | 77.0969 | 73.4165 | 74.4361 | 81.4171 | 88.2663 |  | 127.7401 | 117.7801 | 106.2301 | 100.14 | 96.24 | 101.3701 | 114.06 | 115.5001 | 99.3601 | 97.9501 | 107.9101 | 120.9301 |  | 52.3501 | 56.67 | 54.18 | 48.63 | 57.21 | 47.58 | 49.26 | 50.64 | 49.59 | 48.6 | 56.43 | 54.78
BM & EIM | PSCO | 146.9023 | 249.0602 | 94.1598 |  | 151.6503 | 148.2014 | 140.3198 | 133.5941 | 133.2276 | 147.5007 | 165.3232 | 159.4762 | 144.4583 | 137.3157 | 146.6749 | 154.7145 |  | 195.9048 | 191.4648 | 181.7149 | 174.3797 | 196.2497 | 232.6501 | 249.0602 | 238.1401 | 203.3102 | 182.2055 | 188.2548 | 202.6847 |  | 116.1047 | 107.0147 | 103.5346 | 94.1598 | 94.2498 | 124.14 | 124.98 | 131.0101 | 118.68 | 98.2055 | 136.5647 | 144.5447
BM & EIM | PSE | 88.6027 | 159.2101 | 50.8801 |  | 105.5645 | 102.2319 | 94.1527 | 86.7919 | 79.2335 | 77.7084 | 76.6932 | 77.2176 | 77.6254 | 82.7428 | 96.0415 | 108.0244 |  | 151.0801 | 150.6301 | 125.37 | 115.9201 | 103.9201 | 92.97 | 108.8101 | 107.1001 | 98.3101 | 117.4201 | 153.21 | 159.2101 |  | 60.7801 | 66.8401 | 58.32 | 55.32 | 56.6701 | 50.8801 | 52.9501 | 53.6401 | 53.4 | 66.2101 | 64.35 | 56.4001
BM & EIM | SRP | 106.1371 | 211.6801 | 55.35 |  | 93.8309 | 93.8391 | 87.2177 | 89.5 | 102.9839 | 125.7087 | 141.7336 | 137.7823 | 119.3754 | 99.2748 | 88.7499 | 92.4201 |  | 140.0401 | 137.0701 | 123.6001 | 141.8701 | 167.5501 | 198.4501 | 211.0201 | 211.6801 | 183.3901 | 168.2401 | 127.8601 | 131.5801 |  | 69.81 | 73.7701 | 62.22 | 55.35 | 58.65 | 82.32 | 79.47 | 93.1801 | 66.6 | 70.29 | 71.5201 | 75.8401
BM & EIM | TEP | 51.1608 | 91.8601 | 24.39 |  | 46.1285 | 45.3564 | 41.8549 | 43.5833 | 51.1697 | 60.8749 | 65.1208 | 63.6693 | 59.7914 | 46.0076 | 44.1666 | 45.7664 |  | 57.66 | 57.72 | 52.62 | 59.64 | 75.93 | 88.26 | 91.8601 | 90.63 | 85.23 | 68.64 | 57.09 | 57.45 |  | 28.92 | 26.88 | 24.39 | 25.11 | 26.82 | 41.67 | 41.37 | 43.4101 | 35.97 | 28.62 | 28.05 | 26.1
BM & EIM | WACM | 94.4304 | 136.4701 | 69.2842 |  | 99.8011 | 101.011 | 91.9382 | 87.8045 | 84.8847 | 92.2499 | 105.2823 | 106.2903 | 89.6664 | 86.9808 | 87.386 | 99.8418 |  | 122.731 | 127.0209 | 112.2909 | 96.2842 | 98.7142 | 128.1301 | 136.4701 | 131.76 | 124.9201 | 100.6733 | 108.6309 | 121.0209 |  | 83.3709 | 92.6409 | 88.531 | 69.2842 | 73.8142 | 71.55 | 80.97 | 83.1 | 79.47 | 75.8333 | 70.4709 | 81.1809
BM & EIM | WALC | 38.0583 | 57.78 | 16.89 |  | 35.8064 | 36.3394 | 34.9197 | 34.3752 | 34.5163 | 39.7502 | 37.3792 | 38.1049 | 34.9161 | 42.5002 | 44.4164 | 43.5492 |  | 44.28 | 47.19 | 42.45 | 44.49 | 46.95 | 57.78 | 56.01 | 52.05 | 53.01 | 53.37 | 51.39 | 51.12 |  | 24.03 | 26.82 | 30.75 | 19.47 | 26.67 | 26.76 | 20.37 | 22.41 | 22.14 | 16.89 | 32.16 | 21.54
BM & EIM | PACE | 159.8978 | 271.0501 | 85.11 |  | 157.5406 | 154.8214 | 150.3705 | 148.2925 | 152.338 | 167.4991 | 182.9449 | 179.3953 | 160.8333 | 151.6933 | 152.4991 | 159.7167 |  | 204.06 | 198 | 187.6202 | 186.4201 | 217.9201 | 247.8901 | 271.0501 | 260.6102 | 239.4002 | 194.0402 | 206.1902 | 214.9801 |  | 107.1901 | 101.0401 | 103.44 | 103.8001 | 94.7401 | 85.11 | 87.66 | 94.1401 | 91.1401 | 97.11 | 110.4301 | 91.92
BM & EIM | NWE | 41.0088 | 56.0994 | 26.1 |  | 45.8077 | 43.4504 | 40.5658 | 37.8706 | 37.046 | 39.0419 | 43.6714 | 41.2512 | 38.3741 | 38.8465 | 41.504 | 44.6782 |  | 56.0994 | 50.9994 | 47.1594 | 44.1151 | 43.4851 | 49.74 | 54.66 | 51.93 | 46.29 | 44.7535 | 49.8894 | 54.1494 |  | 35.2794 | 35.4294 | 34.7994 | 28.8751 | 26.7751 | 27.75 | 29.88 | 30.99 | 26.1 | 27.3535 | 31.5594 | 35.0094
BM & EIM
FLEXIBILITY RESERVES (REGULATION & LOAD FOLLOWING):
|  | ANNUAL | ANNUAL | ANNUAL | MONTH: | 1 | 2 | 3 | 4 | 5 | 6 | 7 | 8 | 9 | 10 | 11 | 12 | MONTH: | 1 | 2 | 3 | 4 | 5 | 6 | 7 | 8 | 9 | 10 | 11 | 12 | MONTH: | 1 | 2 | 3 | 4 | 5 | 6 | 7 | 8 | 9 | 10 | 11 | 12
Case | BA | Avg | Max | Min |  | Avg | Avg | Avg | Avg | Avg | Avg | Avg | Avg | Avg | Avg | Avg | Avg |  | Max | Max | Max | Max | Max | Max | Max | Max | Max | Max | Max | Max |  | Min | Min | Min | Min | Min | Min | Min | Min | Min | Min | Min | Min
BENCHMARK | AVA | 30.75 | 47.1113 | 15.0733 |  | 35.6425 | 32.8558 | 30.0396 | 28.5479 | 27.8093 | 28.0118 | 30.6878 | 29.7021 | 27.3418 | 28.6646 | 32.3006 | 37.3808 |  | 46.4165 | 41.9003 | 39.9317 | 36.477 | 35.1839 | 39.6808 | 42.2091 | 42.2091 | 37.2876 | 37.9438 | 40.144 | 47.1113 |  | 19.3579 | 21.9441 | 15.4014 | 15.7488 | 15.0733 | 17.2349 | 19.7246 | 17.4472 | 15.9611 | 16.984 | 20.0334 | 21.5967
BENCHMARK | AZPS | 79.7777 | 143.6884 | 39.9124 |  | 69.8329 | 68.4114 | 65.423 | 64.3599 | 79.2234 | 96.6607 | 107.1879 | 103.6586 | 94.088 | 70.9483 | 64.7624 | 71.7002 |  | 87.8922 | 85.2288 | 76.177 | 82.6233 | 110.5311 | 124.2148 | 143.6884 | 143.6884 | 128.7117 | 98.0053 | 80.3459 | 87.1587 |  | 48.5781 | 49.215 | 41.6494 | 39.9124 | 41.4564 | 53.075 | 52.4188 | 63.4391 | 47.3429 | 40.2405 | 47.2657 | 48.7132
BENCHMARK | BANC | 43.7028 | 104.0656 | 22.8705 |  | 40.6755 | 39.6339 | 38.5215 | 37.3933 | 41.9203 | 48.6526 | 54.3206 | 53.0492 | 47.4463 | 40.9603 | 39.2715 | 42.1284 |  | 54.2523 | 52.0328 | 48.9448 | 53.9821 | 79.5932 | 97.3492 | 104.0656 | 102.1163 | 92.0996 | 66.7973 | 53.3645 | 56.6455 |  | 33.1574 | 33.9294 | 31.3046 | 25.5339 | 26.0357 | 36.3419 | 29.5483 | 31.8836 | 34.8944 | 22.8705 | 24.318 | 32.5977
BENCHMARK | BPA | 185.1241 | 301.3207 | 100.0319 |  | 212.0514 | 203.4448 | 184.5788 | 176.2469 | 169.0816 | 170.8597 | 177.668 | 175.5677 | 167.5343 | 171.7284 | 196.4163 | 217.1345 |  | 294.2184 | 284.1053 | 258.3011 | 241.9641 | 228.4349 | 221.8342 | 235.402 | 232.1211 | 217.511 | 232.9704 | 264.6701 | 301.3207 |  | 146.805 | 148.8508 | 112.1422 | 117.4791 | 103.6604 | 100.0319 | 108.9871 | 117.9809 | 102.29 | 114.063 | 135.2636 | 126.1348
BENCHMARK | CA | 1403.4646 | 3309 | 505 |  | 1425.8333 | 1424.375 | 1685.5 | 1602.3333 | 1312.9167 | 1470.7083 | 1298.9583 | 1339.5417 | 1226.9583 | 1391.0417 | 1317.25 | 1348.2917 |  | 2357 | 1836 | 2592 | 2970 | 1840 | 2380 | 2064 | 3309 | 1950 | 2915 | 2427 | 2179 |  | 853 | 1009 | 992 | 992 | 817 | 851 | 855 | 729 | 505 | 861 | 880 | 815
BENCHMARK | EPE | 21.8799 | 38.6386 | 7.1603 |  | 19.6369 | 19.2711 | 18.9107 | 19.6484 | 22.0756 | 25.2506 | 26.4597 | 26.0446 | 23.6426 | 20.7009 | 19.5948 | 21.09 |  | 27.2516 | 26.7112 | 25.9199 | 28.4289 | 34.8751 | 37.9052 | 38.6386 | 38.5035 | 35.9559 | 31.652 | 28.2552 | 28.8535 |  | 9.7272 | 7.1603 | 11.7344 | 10.229 | 10.2097 | 13.4328 | 14.3206 | 11.773 | 11.6572 | 11.9853 | 12.9117 | 11.1361
BENCHMARK | IID | 8.1784 | 21.3458 | 0.73 |  | 5.4835 | 5.3746 | 5.563 | 6.439 | 7.9052 | 11.2583 | 13.6448 | 12.8664 | 11.526 | 6.8157 | 5.4683 | 5.5883 |  | 7.1934 | 7.4443 | 8.6023 | 13.3136 | 14.7611 | 19.0684 | 21.3458 | 21.2879 | 20.5931 | 13.9891 | 8.3707 | 7.4829 |  | 3.6808 | 3.0439 | 3.1404 | 0.73 | 1.7722 | 5.5777 | 6.6199 | 6.3304 | 5.404 | 2.3126 | 2.8895 | 3.4878
BENCHMARK | IPC | 41.2945 | 78.2036 | 19.3579 |  | 41.3768 | 36.9631 | 33.801 | 33.1857 | 39.1442 | 47.714 | 55.9025 | 51.9595 | 42.5664 | 33.6972 | 35.597 | 43.0103 |  | 51.7819 | 47.9605 | 43.0583 | 41.5143 | 61.6056 | 75.4244 | 78.2036 | 72.8768 | 61.6635 | 43.4695 | 46.8797 | 52.2065 |  | 31.0344 | 29.2781 | 24.1057 | 22.9477 | 20.5545 | 19.3579 | 22.3108 | 24.704 | 22.967 | 21.5447 | 24.2022 | 31.3239
BENCHMARK | LADWP | 68.2815 | 135.8527 | 15.8839 |  | 64.5153 | 64.6206 | 63.8145 | 63.8512 | 65.9934 | 69.2387 | 76.8109 | 78.3413 | 74.1979 | 67.5499 | 64.7358 | 65.319 |  | 90.4977 | 90.0538 | 91.7908 | 100.167 | 106.6518 | 112.4418 | 126.7431 | 135.8527 | 127.7274 | 109.7398 | 94.2805 | 93.219 |  | 20.3808 | 20.9212 | 18.5473 | 15.8839 | 21.5967 | 25.5725 | 25.3795 | 26.8077 | 31.9608 | 25.2444 | 27.3674 | 20.3036
BENCHMARK | NEVP | 56.329 | 120.7601 | 22.2915 |  | 48.9761 | 46.5555 | 43.6837 | 44.5511 | 58.2632 | 64.9767 | 82.8032 | 75.799 | 65.191 | 48.7169 | 45.9984 | 49.3392 |  | 63.3426 | 60.3511 | 61.7021 | 63.5356 | 79.2265 | 108.7362 | 120.7601 | 115.5491 | 107.4045 | 81.5425 | 60.7564 | 64.3462 |  | 35.0874 | 31.0537 | 28.1973 | 22.2915 | 22.4266 | 35.4734 | 36.3998 | 30.8607 | 34.0645 | 37.2876 | 29.1816 | 30.7835
BENCHMARK | NM | 34.2808 | 55.2752 | 23.126 |  | 34.3148 | 34.6475 | 31.7987 | 31.5016 | 32.4925 | 35.9728 | 37.8734 | 36.9916 | 34.901 | 32.6773 | 33.3548 | 34.8335 |  | 44.0665 | 45.6684 | 41.6347 | 40.2574 | 44.8315 | 49.7168 | 55.2752 | 51.0292 | 48.4623 | 43.5489 | 44.5876 | 46.4983 |  | 29.9003 | 31.3478 | 27.4492 | 27.6931 | 28.8511 | 26.0936 | 31.4204 | 23.2565 | 25.476 | 23.7471 | 23.126 | 28.7423
BENCHMARK | NNV | 27.1234 | 41.0318 | 19.1456 |  | 27.9167 | 27.2682 | 25.8428 | 26.055 | 26.278 | 26.9389 | 30.221 | 29.7281 | 26.9396 | 25.7852 | 24.7657 | 27.6329 |  | 33.9176 | 32.6631 | 30.1541 | 30.9379 | 32.9258 | 37.2683 | 41.0318 | 40.1247 | 34.4119 | 32.9065 | 31.3121 | 35.9055 |  | 22.2604 | 22.3762 | 21.0638 | 21.7125 | 22.9863 | 22.7354 | 22.5617 | 22.967 | 20.9212 | 19.1456 | 19.6742 | 21.334
BENCHMARK | PACW | 16.6462 | 217 | 0 |  | 12.4583 | 19.875 | 14.1667 | 30.375 | 12.5417 | 42.7083 | 4.1667 | 17.1667 | 5.875 | 9.0833 | 13.9583 | 18.5417 |  | 104 | 126 | 71 | 127 | 123 | 217 | 84 | 187 | 76 | 76 | 133 | 108 |  | 0 | 0 | 0 | 0 | 0 | 0 | 0 | 0 | 0 | 0 | 0 | 0
BENCHMARK | PGN | 51.0326 | 82.1794 | 30.6098 |  | 57.3036 | 54.8556 | 52.1672 | 49.3222 | 47.2379 | 47.6602 | 50.0916 | 49.599 | 47.2313 | 47.8872 | 52.3783 | 56.7846 |  | 82.1794 | 75.7718 | 68.3413 | 64.4234 | 61.9144 | 65.2147 | 73.3786 | 74.305 | 63.9216 | 63.0145 | 69.4221 | 77.7983 |  | 33.6785 | 36.4577 | 34.8558 | 31.2853 | 36.8051 | 30.6098 | 31.6906 | 32.5784 | 31.9029 | 31.266 | 36.3033 | 35.2418
BENCHMARK | PSCO | 94.5071 | 160.2287 | 60.5761 |  | 97.5617 | 95.3429 | 90.2723 | 85.9455 | 85.7097 | 94.8921 | 106.3579 | 102.5963 | 92.9348 | 88.3397 | 94.3608 | 99.533 |  | 126.032 | 123.1756 | 116.9032 | 112.1842 | 126.2539 | 149.6715 | 160.2287 | 153.2034 | 130.7962 | 117.2188 | 121.1105 | 130.3938 |  | 74.694 | 68.8461 | 66.6072 | 60.5761 | 60.634 | 79.8634 | 80.4038 | 84.2831 | 76.3508 | 63.1788 | 87.8566 | 92.9904
BENCHMARK | PSE | 57.0011 | 102.4251 | 32.7328 |  | 67.9131 | 65.7692 | 60.5715 | 55.8361 | 50.9735 | 49.9924 | 49.3393 | 49.6766 | 49.939 | 53.2312 | 61.7867 | 69.4957 |  | 97.1948 | 96.9053 | 80.6547 | 74.5752 | 66.8552 | 59.8107 | 70.0011 | 68.901 | 63.2461 | 75.5402 | 98.5651 | 102.4251 |  | 39.1018 | 43.0004 | 37.5192 | 35.5892 | 36.4577 | 32.7328 | 34.0645 | 34.5084 | 34.354 | 42.5951 | 41.3985 | 36.284
BENCHMARK | SRP | 68.2815 | 136.1808 | 35.6085 |  | 60.3645 | 60.3698 | 56.11 | 57.5783 | 66.2529 | 80.8726 | 91.1819 | 88.6399 | 76.7981 | 63.8667 | 57.0957 | 59.4569 |  | 90.0924 | 88.1817 | 79.516 | 91.2697 | 107.7905 | 127.6695 | 135.7562 | 136.1808 | 117.9809 | 108.2344 | 82.2566 | 84.6498 |  | 44.9111 | 47.4587 | 40.0282 | 35.6085 | 37.7315 | 52.9592 | 51.1257 | 59.9458 | 42.846 | 45.2199 | 46.0112 | 48.7904
BENCHMARK | TEP | 32.9134 | 59.0966 | 15.6909 |  | 29.676 | 29.1793 | 26.9266 | 28.0386 | 32.9192 | 39.1628 | 41.8944 | 40.9605 | 38.4658 | 29.5982 | 28.4139 | 29.443 |  | 37.0946 | 37.1332 | 33.8522 | 38.3684 | 48.8483 | 56.7806 | 59.0966 | 58.3053 | 54.8313 | 44.1584 | 36.7279 | 36.9595 |  | 18.6052 | 17.2928 | 15.6909 | 16.1541 | 17.2542 | 26.8077 | 26.6147 | 27.9271 | 23.1407 | 18.4122 | 18.0455 | 16.791
BENCHMARK | WACM | 60.7502 | 87.7957 | 44.5728 |  | 64.2053 | 64.9837 | 59.1469 | 56.4875 | 54.6091 | 59.3474 | 67.7316 | 68.38 | 57.6854 | 55.9576 | 56.2183 | 64.2315 |  | 78.9569 | 81.7168 | 72.2404 | 61.9428 | 63.5061 | 82.4303 | 87.7957 | 84.7656 | 80.3652 | 64.7665 | 69.8858 | 77.8568 |  | 53.6352 | 59.5989 | 56.9549 | 44.5728 | 47.4871 | 46.0305 | 52.0907 | 53.461 | 51.1257 | 48.786 | 45.3363 | 52.2264
BENCHMARK | WALC | 24.4842 | 37.1718 | 10.8659 |  | 23.0355 | 23.3784 | 22.465 | 22.1147 | 22.2055 | 25.5726 | 24.0473 | 24.5141 | 22.4627 | 27.3418 | 28.5746 | 28.0166 |  | 28.4868 | 30.3589 | 27.3095 | 28.6219 | 30.2045 | 37.1718 | 36.0331 | 33.4855 | 34.1031 | 34.3347 | 33.0609 | 32.8872 |  | 15.4593 | 17.2542 | 19.7825 | 12.5257 | 17.1577 | 17.2156 | 13.1047 | 14.4171 | 14.2434 | 10.8659 | 20.6896 | 13.8574
BENCHMARK | PACE | 416.6273 | 833 | 212 |  | 367.25 | 395.625 | 433.0833 | 453.9167 | 440.5417 | 500.2083 | 408.3333 | 438.2917 | 437.5417 | 395.375 | 379.625 | 351.0833 |  | 589 | 511 | 665 | 715 | 657 | 722 | 635 | 833 | 677 | 625 | 571 | 550 |  | 241 | 294 | 267 | 313 | 344 | 280 | 237 | 348 | 294 | 227 | 265 | 212
BENCHMARK | NWE | 26.3823 | 36.0906 | 16.791 |  | 29.4696 | 27.9531 | 26.0973 | 24.3634 | 23.8329 | 25.1169 | 28.0953 | 26.5383 | 24.6873 | 24.9913 | 26.7009 | 28.743 |  | 36.0906 | 32.8096 | 30.3392 | 28.3807 | 27.9754 | 31.9994 | 35.1646 | 33.4083 | 29.7799 | 28.7914 | 32.0955 | 34.8361 |  | 22.6964 | 22.7929 | 22.3876 | 18.5763 | 17.2253 | 17.8525 | 19.2228 | 19.9369 | 16.791 | 17.5974 | 20.3032 | 22.5227
BENCHMARK
FLEXIBILITY RESERVES (REGULATION & LOAD FOLLOWING):
|  | ANNUAL | ANNUAL | ANNUAL | MONTH: | 1 | 2 | 3 | 4 | 5 | 6 | 7 | 8 | 9 | 10 | 11 | 12 | MONTH: | 1 | 2 | 3 | 4 | 5 | 6 | 7 | 8 | 9 | 10 | 11 | 12 | MONTH: | 1 | 2 | 3 | 4 | 5 | 6 | 7 | 8 | 9 | 10 | 11 | 12
Case | BA | Avg | Max | Min |  | Avg | Avg | Avg | Avg | Avg | Avg | Avg | Avg | Avg | Avg | Avg | Avg |  | Max | Max | Max | Max | Max | Max | Max | Max | Max | Max | Max | Max |  | Min | Min | Min | Min | Min | Min | Min | Min | Min | Min | Min | Min
EIM | AVA | 30.75 | 47.1113 | 15.0733 |  | 35.6425 | 32.8558 | 30.0396 | 28.5479 | 27.8093 | 28.0118 | 30.6878 | 29.7021 | 27.3418 | 28.6646 | 32.3006 | 37.3808 |  | 46.4165 | 41.9003 | 39.9317 | 36.477 | 35.1839 | 39.6808 | 42.2091 | 42.2091 | 37.2876 | 37.9438 | 40.144 | 47.1113 |  | 19.3579 | 21.9441 | 15.4014 | 15.7488 | 15.0733 | 17.2349 | 19.7246 | 17.4472 | 15.9611 | 16.984 | 20.0334 | 21.5967
EIM | AZPS | 79.7777 | 143.6884 | 39.9124 |  | 69.8329 | 68.4114 | 65.423 | 64.3599 | 79.2234 | 96.6607 | 107.1879 | 103.6586 | 94.088 | 70.9483 | 64.7624 | 71.7002 |  | 87.8922 | 85.2288 | 76.177 | 82.6233 | 110.5311 | 124.2148 | 143.6884 | 143.6884 | 128.7117 | 98.0053 | 80.3459 | 87.1587 |  | 48.5781 | 49.215 | 41.6494 | 39.9124 | 41.4564 | 53.075 | 52.4188 | 63.4391 | 47.3429 | 40.2405 | 47.2657 | 48.7132
EIM | BANC | 43.7028 | 104.0656 | 22.8705 |  | 40.6755 | 39.6339 | 38.5215 | 37.3933 | 41.9203 | 48.6526 | 54.3206 | 53.0492 | 47.4463 | 40.9603 | 39.2715 | 42.1284 |  | 54.2523 | 52.0328 | 48.9448 | 53.9821 | 79.5932 | 97.3492 | 104.0656 | 102.1163 | 92.0996 | 66.7973 | 53.3645 | 56.6455 |  | 33.1574 | 33.9294 | 31.3046 | 25.5339 | 26.0357 | 36.3419 | 29.5483 | 31.8836 | 34.8944 | 22.8705 | 24.318 | 32.5977
EIM | BPA | 185.1241 | 301.3207 | 100.0319 |  | 212.0514 | 203.4448 | 184.5788 | 176.2469 | 169.0816 | 170.8597 | 177.668 | 175.5677 | 167.5343 | 171.7284 | 196.4163 | 217.1345 |  | 294.2184 | 284.1053 | 258.3011 | 241.9641 | 228.4349 | 221.8342 | 235.402 | 232.1211 | 217.511 | 232.9704 | 264.6701 | 301.3207 |  | 146.805 | 148.8508 | 112.1422 | 117.4791 | 103.6604 | 100.0319 | 108.9871 | 117.9809 | 102.29 | 114.063 | 135.2636 | 126.1348
EIM | CA | 604.7403 | 2509 | 0 |  | 625.8333 | 624.375 | 885.5 | 802.3333 | 512.9167 | 670.7083 | 498.9583 | 542.6667 | 439.25 | 591.0417 | 517.25 | 548.2917 |  | 1557 | 1036 | 1792 | 2170 | 1040 | 1580 | 1264 | 2509 | 1150 | 2115 | 1627 | 1379 |  | 53 | 209 | 192 | 192 | 17 | 51 | 55 | 0 | 0 | 61 | 80 | 15
EIM | EPE | 21.8799 | 38.6386 | 7.1603 |  | 19.6369 | 19.2711 | 18.9107 | 19.6484 | 22.0756 | 25.2506 | 26.4597 | 26.0446 | 23.6426 | 20.7009 | 19.5948 | 21.09 |  | 27.2516 | 26.7112 | 25.9199 | 28.4289 | 34.8751 | 37.9052 | 38.6386 | 38.5035 | 35.9559 | 31.652 | 28.2552 | 28.8535 |  | 9.7272 | 7.1603 | 11.7344 | 10.229 | 10.2097 | 13.4328 | 14.3206 | 11.773 | 11.6572 | 11.9853 | 12.9117 | 11.1361
EIM | IID | 8.1784 | 21.3458 | 0.73 |  | 5.4835 | 5.3746 | 5.563 | 6.439 | 7.9052 | 11.2583 | 13.6448 | 12.8664 | 11.526 | 6.8157 | 5.4683 | 5.5883 |  | 7.1934 | 7.4443 | 8.6023 | 13.3136 | 14.7611 | 19.0684 | 21.3458 | 21.2879 | 20.5931 | 13.9891 | 8.3707 | 7.4829 |  | 3.6808 | 3.0439 | 3.1404 | 0.73 | 1.7722 | 5.5777 | 6.6199 | 6.3304 | 5.404 | 2.3126 | 2.8895 | 3.4878
EIM | IPC | 41.2945 | 78.2036 | 19.3579 |  | 41.3768 | 36.9631 | 33.801 | 33.1857 | 39.1442 | 47.714 | 55.9025 | 51.9595 | 42.5664 | 33.6972 | 35.597 | 43.0103 |  | 51.7819 | 47.9605 | 43.0583 | 41.5143 | 61.6056 | 75.4244 | 78.2036 | 72.8768 | 61.6635 | 43.4695 | 46.8797 | 52.2065 |  | 31.0344 | 29.2781 | 24.1057 | 22.9477 | 20.5545 | 19.3579 | 22.3108 | 24.704 | 22.967 | 21.5447 | 24.2022 | 31.3239
EIM | LADWP | 68.2815 | 135.8527 | 15.8839 |  | 64.5153 | 64.6206 | 63.8145 | 63.8512 | 65.9934 | 69.2387 | 76.8109 | 78.3413 | 74.1979 | 67.5499 | 64.7358 | 65.319 |  | 90.4977 | 90.0538 | 91.7908 | 100.167 | 106.6518 | 112.4418 | 126.7431 | 135.8527 | 127.7274 | 109.7398 | 94.2805 | 93.219 |  | 20.3808 | 20.9212 | 18.5473 | 15.8839 | 21.5967 | 25.5725 | 25.3795 | 26.8077 | 31.9608 | 25.2444 | 27.3674 | 20.3036
EIM | NEVP | 56.329 | 120.7601 | 22.2915 |  | 48.9761 | 46.5555 | 43.6837 | 44.5511 | 58.2632 | 64.9767 | 82.8032 | 75.799 | 65.191 | 48.7169 | 45.9984 | 49.3392 |  | 63.3426 | 60.3511 | 61.7021 | 63.5356 | 79.2265 | 108.7362 | 120.7601 | 115.5491 | 107.4045 | 81.5425 | 60.7564 | 64.3462 |  | 35.0874 | 31.0537 | 28.1973 | 22.2915 | 22.4266 | 35.4734 | 36.3998 | 30.8607 | 34.0645 | 37.2876 | 29.1816 | 30.7835
EIM | NM | 34.2808 | 55.2752 | 23.126 |  | 34.3148 | 34.6475 | 31.7987 | 31.5016 | 32.4925 | 35.9728 | 37.8734 | 36.9916 | 34.901 | 32.6773 | 33.3548 | 34.8335 |  | 44.0665 | 45.6684 | 41.6347 | 40.2574 | 44.8315 | 49.7168 | 55.2752 | 51.0292 | 48.4623 | 43.5489 | 44.5876 | 46.4983 |  | 29.9003 | 31.3478 | 27.4492 | 27.6931 | 28.8511 | 26.0936 | 31.4204 | 23.2565 | 25.476 | 23.7471 | 23.126 | 28.7423
EIM | NNV | 27.1234 | 41.0318 | 19.1456 |  | 27.9167 | 27.2682 | 25.8428 | 26.055 | 26.278 | 26.9389 | 30.221 | 29.7281 | 26.9396 | 25.7852 | 24.7657 | 27.6329 |  | 33.9176 | 32.6631 | 30.1541 | 30.9379 | 32.9258 | 37.2683 | 41.0318 | 40.1247 | 34.4119 | 32.9065 | 31.3121 | 35.9055 |  | 22.2604 | 22.3762 | 21.0638 | 21.7125 | 22.9863 | 22.7354 | 22.5617 | 22.967 | 20.9212 | 19.1456 | 19.6742 | 21.334
EIM | PACW | 0 | 0 | 0 |  | 0 | 0 | 0 | 0 | 0 | 0 | 0 | 0 | 0 | 0 | 0 | 0 |  | 0 | 0 | 0 | 0 | 0 | 0 | 0 | 0 | 0 | 0 | 0 | 0 |  | 0 | 0 | 0 | 0 | 0 | 0 | 0 | 0 | 0 | 0 | 0 | 0
EIM | PGN | 51.0326 | 82.1794 | 30.6098 |  | 57.3036 | 54.8556 | 52.1672 | 49.3222 | 47.2379 | 47.6602 | 50.0916 | 49.599 | 47.2313 | 47.8872 | 52.3783 | 56.7846 |  | 82.1794 | 75.7718 | 68.3413 | 64.4234 | 61.9144 | 65.2147 | 73.3786 | 74.305 | 63.9216 | 63.0145 | 69.4221 | 77.7983 |  | 33.6785 | 36.4577 | 34.8558 | 31.2853 | 36.8051 | 30.6098 | 31.6906 | 32.5784 | 31.9029 | 31.266 | 36.3033 | 35.2418
EIM | PSCO | 94.5071 | 160.2287 | 60.5761 |  | 97.5617 | 95.3429 | 90.2723 | 85.9455 | 85.7097 | 94.8921 | 106.3579 | 102.5963 | 92.9348 | 88.3397 | 94.3608 | 99.533 |  | 126.032 | 123.1756 | 116.9032 | 112.1842 | 126.2539 | 149.6715 | 160.2287 | 153.2034 | 130.7962 | 117.2188 | 121.1105 | 130.3938 |  | 74.694 | 68.8461 | 66.6072 | 60.5761 | 60.634 | 79.8634 | 80.4038 | 84.2831 | 76.3508 | 63.1788 | 87.8566 | 92.9904
EIM | PSE | 57.0011 | 102.4251 | 32.7328 |  | 67.9131 | 65.7692 | 60.5715 | 55.8361 | 50.9735 | 49.9924 | 49.3393 | 49.6766 | 49.939 | 53.2312 | 61.7867 | 69.4957 |  | 97.1948 | 96.9053 | 80.6547 | 74.5752 | 66.8552 | 59.8107 | 70.0011 | 68.901 | 63.2461 | 75.5402 | 98.5651 | 102.4251 |  | 39.1018 | 43.0004 | 37.5192 | 35.5892 | 36.4577 | 32.7328 | 34.0645 | 34.5084 | 34.354 | 42.5951 | 41.3985 | 36.284
EIM | SRP | 68.2815 | 136.1808 | 35.6085 |  | 60.3645 | 60.3698 | 56.11 | 57.5783 | 66.2529 | 80.8726 | 91.1819 | 88.6399 | 76.7981 | 63.8667 | 57.0957 | 59.4569 |  | 90.0924 | 88.1817 | 79.516 | 91.2697 | 107.7905 | 127.6695 | 135.7562 | 136.1808 | 117.9809 | 108.2344 | 82.2566 | 84.6498 |  | 44.9111 | 47.4587 | 40.0282 | 35.6085 | 37.7315 | 52.9592 | 51.1257 | 59.9458 | 42.846 | 45.2199 | 46.0112 | 48.7904
EIM | TEP | 32.9134 | 59.0966 | 15.6909 |  | 29.676 | 29.1793 | 26.9266 | 28.0386 | 32.9192 | 39.1628 | 41.8944 | 40.9605 | 38.4658 | 29.5982 | 28.4139 | 29.443 |  | 37.0946 | 37.1332 | 33.8522 | 38.3684 | 48.8483 | 56.7806 | 59.0966 | 58.3053 | 54.8313 | 44.1584 | 36.7279 | 36.9595 |  | 18.6052 | 17.2928 | 15.6909 | 16.1541 | 17.2542 | 26.8077 | 26.6147 | 27.9271 | 23.1407 | 18.4122 | 18.0455 | 16.791
EIM | WACM | 60.7502 | 87.7957 | 44.5728 |  | 64.2053 | 64.9837 | 59.1469 | 56.4875 | 54.6091 | 59.3474 | 67.7316 | 68.38 | 57.6854 | 55.9576 | 56.2183 | 64.2315 |  | 78.9569 | 81.7168 | 72.2404 | 61.9428 | 63.5061 | 82.4303 | 87.7957 | 84.7656 | 80.3652 | 64.7665 | 69.8858 | 77.8568 |  | 53.6352 | 59.5989 | 56.9549 | 44.5728 | 47.4871 | 46.0305 | 52.0907 | 53.461 | 51.1257 | 48.786 | 45.3363 | 52.2264
EIM | WALC | 24.4842 | 37.1718 | 10.8659 |  | 23.0355 | 23.3784 | 22.465 | 22.1147 | 22.2055 | 25.5726 | 24.0473 | 24.5141 | 22.4627 | 27.3418 | 28.5746 | 28.0166 |  | 28.4868 | 30.3589 | 27.3095 | 28.6219 | 30.2045 | 37.1718 | 36.0331 | 33.4855 | 34.1031 | 34.3347 | 33.0609 | 32.8872 |  | 15.4593 | 17.2542 | 19.7825 | 12.5257 | 17.1577 | 17.2156 | 13.1047 | 14.4171 | 14.2434 | 10.8659 | 20.6896 | 13.8574
EIM | PACE | 416.6273 | 833 | 212 |  | 367.25 | 395.625 | 433.0833 | 453.9167 | 440.5417 | 500.2083 | 408.3333 | 438.2917 | 437.5417 | 395.375 | 379.625 | 351.0833 |  | 589 | 511 | 665 | 715 | 657 | 722 | 635 | 833 | 677 | 625 | 571 | 550 |  | 241 | 294 | 267 | 313 | 344 | 280 | 237 | 348 | 294 | 227 | 265 | 212
EIM | NWE | 26.3823 | 36.0906 | 16.791 |  | 29.4696 | 27.9531 | 26.0973 | 24.3634 | 23.8329 | 25.1169 | 28.0953 | 26.5383 | 24.6873 | 24.9913 | 26.7009 | 28.743 |  | 36.0906 | 32.8096 | 30.3392 | 28.3807 | 27.9754 | 31.9994 | 35.1646 | 33.4083 | 29.7799 | 28.7914 | 32.0955 | 34.8361 |  | 22.6964 | 22.7929 | 22.3876 | 18.5763 | 17.2253 | 17.8525 | 19.2228 | 19.9369 | 16.791 | 17.5974 | 20.3032 | 22.5227
EIM
| CAISO & PAC Combined | 1583.1574 | 4104 | 660 |  | 1539.7917 | 1660.375 | 1856.5417 | 1823.7083 | 1429.2083 | 1672.1667 | 1476.4583 | 1574.875 | 1473.125 | 1494.8333 | 1521.625 | 1487.75 |  | 2200 | 2888 | 4104 | 3605 | 2405 | 2936 | 2507 | 3661 | 2209 | 2680 | 2468 | 2585 |  | 998 | 1058 | 1087 | 1086 | 931 | 950 | 965 | 895 | 660 | 907 | 860 | 1018

## 7_Reserves from Hydro
Q7: Monthly hydro reserve capability
HYDRO RESERVES IN 25% HYDRO FLEXIBILITY LIMITATION SCENARIO (lesser of 25% of maximum hydro unit capacity or total unloaded capacity on hydro unit during each hour);
|  |  | HYDRO RESERVES WITH 25% LIMIT |  |  |  |  | MAX | [12 empty] | Average | [12 empty] | Min
|  |  |  | MAX | AVG | MIN |  | HYDRO RESERVES WITH 25% LIMIT | [12 empty] | HYDRO RESERVES WITH 25% LIMIT | [12 empty] | HYDRO RESERVES WITH 25% LIMIT
TYPE | BA | Ann Max Capacity (MW) |  | ANNUAL | ANNUAL | ANNUAL | MONTH: | 1 | 2 | 3 | 4 | 5 | 6 | 7 | 8 | 9 | 10 | 11 | 12 | MONTH: | 1 | 2 | 3 | 4 | 5 | 6 | 7 | 8 | 9 | 10 | 11 | 12 | MONTH: | 1 | 2 | 3 | 4 | 5 | 6 | 7 | 8 | 9 | 10 | 11 | 12
HYDRO - excl pumped | AVA | 1039.3 |  | 287.843 | 256.2362 | 25.862 |  | 287.843 | 287.843 | 287.843 | 287.843 | 282.888 | 223.693 | 287.398 | 287.843 | 287.843 | 287.843 | 287.843 | 287.843 |  | 278.1082 | 280.8211 | 283.8512 | 275.0434 | 159.0466 | 133.6238 | 248.5717 | 280.8828 | 287.6888 | 285.5315 | 282.5389 | 280.0201 |  | 180.943 | 187.833 | 244.478 | 204.743 | 32.912 | 25.862 | 165.928 | 215.673 | 280.173 | 235.188 | 205.623 | 206.553
| BANC | 897.9 |  | 226.3015 | 202.2594 | 100.0147 |  | 225.9323 | 225.9368 | 223.7982 | 219.3047 | 180.5888 | 180.5859 | 180.5951 | 223.2858 | 226.3015 | 225.9363 | 225.9322 | 223.3863 |  | 225.8291 | 224.835 | 222.499 | 170.915 | 157.4539 | 166.3322 | 179.8063 | 185.3763 | 224.0835 | 225.3744 | 225.7693 | 220.316 |  | 223.0373 | 220.2968 | 215.3282 | 100.0147 | 108.7288 | 105.7859 | 160.0101 | 146.8058 | 209.8165 | 223.7863 | 220.7222 | 181.8563
| BPA | 21161.7 |  | 4876.3155 | 4664.3302 | 2674.187 |  | 4874.9255 | 4874.7955 | 4875.3255 | 4874.2955 | 4872.2842 | 4872.8943 | 4835.0655 | 4772.9955 | 4876.3155 | 4876.3155 | 4865.9655 | 4874.9355 |  | 4745.2508 | 4770.5593 | 4850.1418 | 4864.35 | 4452.0994 | 4387.3825 | 4142.6134 | 4494.8857 | 4850.8978 | 4868.7608 | 4795.7863 | 4767.2916 |  | 3357.802 | 3868.8905 | 4628.4505 | 4596.0705 | 3697.4893 | 3038.4408 | 2674.187 | 3191.007 | 4743.6155 | 4846.4255 | 4485.5305 | 4421.9805
| CAISO | 10656.8 |  | 2567.064 | 2315.4258 | 1531.8076 |  | 2565.3891 | 2548.9635 | 2491.7634 | 2413.4943 | 2325.1779 | 2197.148 | 2431.5317 | 2561.9733 | 2567.0532 | 2567.0577 | 2567.0629 | 2567.064 |  | 2510.2759 | 2469.6141 | 2357.0819 | 2256.2664 | 1959.1939 | 1988.9375 | 2042.6531 | 2330.5365 | 2445.8335 | 2536.959 | 2491.5346 | 2408.5917 |  | 2344.9192 | 2282.8052 | 2132.6347 | 2053.293 | 1660.4028 | 1742.063 | 1531.8076 | 1692.0832 | 2000.9932 | 2441.0127 | 2301.3083 | 2023.809
| CHPD | 671.7 |  | 172.725 | 172.6971 | 123.75 |  | 172.725 | 172.725 | 172.725 | 172.725 | 172.725 | 172.725 | 172.725 | 172.725 | 172.725 | 172.725 | 172.725 | 172.725 |  | 172.7043 | 172.5564 | 172.7249 | 172.725 | 172.725 | 172.725 | 172.725 | 172.7032 | 172.725 | 172.725 | 172.5872 | 172.725 |  | 167.64 | 145.7 | 172.63 | 172.725 | 172.725 | 172.725 | 172.725 | 163.65 | 172.725 | 172.725 | 123.75 | 172.725
| DOPD | 774 |  | 195.435 | 174.1657 | 0 |  | 195.435 | 195.435 | 195.435 | 195.435 | 195.435 | 195.435 | 195.435 | 195.435 | 195.435 | 195.435 | 195.435 | 195.435 |  | 175.5331 | 187.5385 | 194.6131 | 195.4333 | 151.464 | 137.7529 | 125.6979 | 152.2581 | 195.3647 | 193.946 | 192.7908 | 189.6866 |  | 0 | 92.78 | 155.28 | 194.23 | 0 | 0 | 0 | 0 | 176.77 | 133.52 | 128.97 | 101.16
| GCPD | 1993.6 |  | 498.4 | 478.711 | 193.73 |  | 498.4 | 498.4 | 498.4 | 498.4 | 498.4 | 498.4 | 498.4 | 498.4 | 498.4 | 498.4 | 498.4 | 498.4 |  | 468.9032 | 464.6851 | 493.5786 | 496.9521 | 483.5871 | 475.9576 | 460.5554 | 478.2438 | 495.1097 | 478.2444 | 467.857 | 480.1789 |  | 264.55 | 225.65 | 384.9 | 243.51 | 312.07 | 389.89 | 238.9 | 236.55 | 355.25 | 238.9 | 193.73 | 242.59
| SCL | 1889.9 |  | 450.8958 | 420.3423 | 164.9158 |  | 423.3918 | 415.677 | 450.8958 | 450.8958 | 449.8057 | 450.1757 | 450.8958 | 450.8958 | 450.8958 | 450.8958 | 419.277 | 450.8958 |  | 397.204 | 414.8123 | 450.8958 | 450.8958 | 374.0522 | 301.818 | 450.8224 | 450.8958 | 450.8958 | 450.8958 | 411.5614 | 436.688 |  | 382.45 | 413.667 | 450.8958 | 450.8958 | 189.8458 | 164.9158 | 447.1957 | 450.8958 | 450.8958 | 450.8958 | 402.877 | 382.45
| SCL | 1889.9 |  | 450.8958 | 420.3423 | 164.9158 |  | 423.3918 | 415.677 | 450.8958 | 450.8958 | 449.8057 | 450.1757 | 450.8958 | 450.8958 | 450.8958 | 450.8958 | 419.277 | 450.8958 |  | 397.204 | 414.8123 | 450.8958 | 450.8958 | 374.0522 | 301.818 | 450.8224 | 450.8958 | 450.8958 | 450.8958 | 411.5614 | 436.688 |  | 382.45 | 413.667 | 450.8958 | 450.8958 | 189.8458 | 164.9158 | 447.1957 | 450.8958 | 450.8958 | 450.8958 | 402.877 | 382.45
| TPWR | 845 |  | 211.314 | 200.2924 | 175.064 |  | 197.994 | 211.314 | 211.314 | 206.184 | 200.744 | 195.744 | 194.504 | 192.614 | 211.314 | 211.314 | 175.194 | 198.334 |  | 197.9383 | 211.314 | 210.9511 | 206.1527 | 200.7115 | 195.7164 | 194.4778 | 192.5895 | 211.2726 | 209.6445 | 175.1358 | 198.2557 |  | 197.874 | 211.314 | 203.384 | 206.124 | 200.684 | 195.694 | 194.444 | 192.554 | 207.724 | 200.514 | 175.064 | 198.204
| IID | 84.7 |  | 13.1766 | 12.5962 | 11.1984 |  | 13.1539 | 13.1766 | 13.1723 | 11.8476 | 11.3179 | 11.5594 | 11.2284 | 13.1762 | 13.1621 | 13.1656 | 13.1696 | 13.1539 |  | 13.1539 | 13.1673 | 13.1646 | 11.8274 | 11.3014 | 11.5443 | 11.219 | 13.1681 | 13.1554 | 13.1625 | 13.1696 | 13.1539 |  | 13.1539 | 13.1566 | 13.1623 | 11.8076 | 11.2679 | 11.52 | 11.1984 | 13.1562 | 13.1521 | 13.1556 | 13.1696 | 13.1539
| IPC | 1992.9 |  | 564.0578 | 560.1206 | 387.218 |  | 564.0578 | 564.0578 | 564.0578 | 564.0578 | 563.6593 | 563.9792 | 564.0578 | 564.0578 | 564.0578 | 564.0578 | 564.0578 | 564.0578 |  | 564.0301 | 564.0407 | 564.0577 | 564.0566 | 543.7085 | 553.8358 | 548.1908 | 563.8987 | 564.0577 | 564.0577 | 564.0577 | 564.0132 |  | 563.2028 | 563.3528 | 564.0578 | 563.7228 | 387.218 | 451.428 | 524.9578 | 561.9328 | 564.0578 | 564.0578 | 563.9928 | 563.0327
| LDWP | 231.4 |  | 55.9573 | 55.9526 | 55.95 |  | 55.95 | 55.954 | 55.9533 | 55.9545 | 55.9573 | 55.9541 | 55.9532 | 55.9527 | 55.95 | 55.95 | 55.9538 | 55.9526 |  | 55.95 | 55.954 | 55.9533 | 55.9545 | 55.9535 | 55.9541 | 55.9532 | 55.9527 | 55.95 | 55.95 | 55.9538 | 55.9526 |  | 55.95 | 55.954 | 55.9533 | 55.9545 | 55.95 | 55.9541 | 55.9532 | 55.9527 | 55.95 | 55.95 | 55.9538 | 55.9526
| NWMT | 652.7 |  | 163.055 | 127.8692 | 6.905 |  | 152.155 | 153.855 | 159.885 | 158.395 | 157.9405 | 154.8746 | 145.255 | 161.455 | 163.005 | 163.055 | 162.435 | 160.735 |  | 140.692 | 146.8339 | 154.4476 | 140.4489 | 75.9183 | 81.1667 | 93.4864 | 124.6066 | 144.8371 | 146.3476 | 143.3633 | 144.0634 |  | 98.645 | 100.335 | 104.475 | 69.25 | 16.3825 | 6.905 | 8.5251 | 95.21 | 121.345 | 98.4 | 34.225 | 59.77
| PACE | 377 |  | 94.25 | 89.2192 | 35.41 |  | 94.25 | 94.25 | 94.25 | 94.25 | 94.25 | 89.76 | 74.28 | 94.25 | 94.25 | 94.25 | 94.25 | 94.25 |  | 93.8258 | 93.9953 | 92.284 | 91.8987 | 87.4197 | 66.5447 | 74.1932 | 94.25 | 94.2479 | 94.1021 | 93.9172 | 94.0833 |  | 90.76 | 91.76 | 86.77 | 86.77 | 35.41 | 43.66 | 71.67 | 94.25 | 92.76 | 89.76 | 89.76 | 89.76
| PACW | 965.7 |  | 242.6299 | 227.5857 | 105.02 |  | 242.625 | 242.6251 | 242.625 | 239.8751 | 226.9108 | 241.9686 | 242.6296 | 242.6299 | 242.6286 | 242.625 | 242.6268 | 240.225 |  | 215.424 | 234.9307 | 232.3367 | 227.6543 | 200.7227 | 239.9885 | 240.305 | 239.7099 | 238.295 | 238.6856 | 220.411 | 203.792 |  | 138.235 | 183.1651 | 171.915 | 174.2051 | 170.2508 | 206.0186 | 182.7396 | 174.2899 | 179.2586 | 201.855 | 152.0068 | 105.02
| PGN | 550.8 |  | 160.0725 | 157.9792 | 150.388 |  | 157.559 | 157.929 | 159.419 | 156.399 | 156.969 | 156.829 | 160.0725 | 159.569 | 158.339 | 158.389 | 157.749 | 157.009 |  | 157.5494 | 157.9285 | 159.416 | 156.0224 | 156.9644 | 156.8196 | 160.0725 | 159.5626 | 158.3313 | 158.3823 | 157.6243 | 156.971 |  | 157.549 | 157.919 | 159.409 | 150.388 | 156.959 | 156.819 | 160.0725 | 159.559 | 158.329 | 158.379 | 153.908 | 151.159
| PNM | 23.8 |  | 5.95 | 5.95 | 5.95 |  | 5.95 | 5.95 | 5.95 | 5.95 | 5.95 | 5.95 | 5.95 | 5.95 | 5.95 | 5.95 | 5.95 | 5.95 |  | 5.95 | 5.95 | 5.95 | 5.95 | 5.95 | 5.95 | 5.95 | 5.95 | 5.95 | 5.95 | 5.95 | 5.95 |  | 5.95 | 5.95 | 5.95 | 5.95 | 5.95 | 5.95 | 5.95 | 5.95 | 5.95 | 5.95 | 5.95 | 5.95
| PSC | 93 |  | 23.25 | 23.25 | 23.25 |  | 23.25 | 23.25 | 23.25 | 23.25 | 23.25 | 23.25 | 23.25 | 23.25 | 23.25 | 23.25 | 23.25 | 23.25 |  | 23.25 | 23.25 | 23.25 | 23.25 | 23.25 | 23.25 | 23.25 | 23.25 | 23.25 | 23.25 | 23.25 | 23.25 |  | 23.25 | 23.25 | 23.25 | 23.25 | 23.25 | 23.25 | 23.25 | 23.25 | 23.25 | 23.25 | 23.25 | 23.25
| PSE | 261.8 |  | 65.45 | 63.9211 | 41.24 |  | 65.45 | 65.45 | 65.45 | 65.45 | 59.24 | 60.29 | 63.07 | 65.45 | 65.45 | 65.45 | 65.45 | 65.45 |  | 64.0766 | 65.45 | 65.45 | 65.45 | 58.0519 | 60.284 | 63.024 | 65.45 | 65.45 | 65.1607 | 65.0044 | 64.3663 |  | 41.85 | 65.45 | 65.45 | 65.45 | 41.24 | 60.28 | 57.12 | 65.45 | 65.45 | 52.74 | 48.76 | 41.85
| SPP | 8.2 |  | 2.05 | 2.05 | 2.05 |  | 2.05 | 2.05 | 2.05 | 2.05 | 2.05 | 2.05 | 2.05 | 2.05 | 2.05 | 2.05 | 2.05 | 2.05 |  | 2.05 | 2.05 | 2.05 | 2.05 | 2.05 | 2.05 | 2.05 | 2.05 | 2.05 | 2.05 | 2.05 | 2.05 |  | 2.05 | 2.05 | 2.05 | 2.05 | 2.05 | 2.05 | 2.05 | 2.05 | 2.05 | 2.05 | 2.05 | 2.05
| SRP | 96.4 |  | 24.1 | 24.0994 | 22.7 |  | 24.1 | 24.1 | 24.1 | 24.1 | 24.1 | 24.1 | 24.1 | 24.1 | 24.1 | 24.1 | 24.1 | 24.1 |  | 24.1 | 24.1 | 24.1 | 24.1 | 24.0944 | 24.0989 | 24.1 | 24.1 | 24.1 | 24.1 | 24.1 | 24.1 |  | 24.1 | 24.1 | 24.1 | 24.1 | 22.7 | 23.58 | 24.1 | 24.1 | 24.1 | 24.1 | 24.1 | 24.1
| WACM | 1219.8 |  | 304.95 | 294.3061 | 197.83 |  | 304.95 | 304.95 | 304.95 | 299.97 | 295.7 | 288.48 | 290.1 | 304.16 | 304.95 | 304.95 | 304.95 | 304.95 |  | 298.6397 | 301.7307 | 302.2859 | 297.699 | 280.3314 | 266.7461 | 279.3765 | 294.6378 | 302.1032 | 304.158 | 303.8285 | 300.6343 |  | 266.75 | 271.37 | 290.02 | 293.7 | 244.49 | 197.83 | 228.54 | 251.45 | 281.14 | 288.84 | 302.45 | 270.53
| WALC | 2642.2 |  | 622.1658 | 613.7336 | 549.6907 |  | 622.1658 | 622.1658 | 622.1658 | 622.1658 | 622.1658 | 622.1658 | 622.1658 | 622.1658 | 622.1658 | 622.1658 | 622.1658 | 622.1658 |  | 622.1657 | 622.1657 | 622.1657 | 604.1965 | 599.717 | 600.0312 | 595.2615 | 618.8861 | 616.1455 | 620.1525 | 622.1657 | 622.1657 |  | 622.1658 | 622.1658 | 622.1658 | 560.2658 | 559.3908 | 549.6907 | 551.9657 | 563.2658 | 575.2658 | 581.2658 | 622.1658 | 622.1658
| WAUW | 167 |  | 41.75 | 41.4535 | 0 |  | 41.75 | 41.75 | 41.75 | 41.75 | 41.75 | 41.75 | 41.75 | 41.75 | 41.75 | 41.75 | 41.75 | 41.75 |  | 41.75 | 41.6584 | 39.9972 | 41.0442 | 41.3077 | 41.6004 | 41.6475 | 41.7213 | 41.75 | 41.7347 | 41.5345 | 41.7191 |  | 41.75 | 8.02 | 0 | 0 | 0 | 0 | 0 | 20.42 | 41.75 | 30.39 | 0 | 29.58
PUMPED STORAGE | CAISO | 1459 |  | 1459 | 1337.9826 | 0 |  | 1459 | 1459 | 1459 | 1459 | 1459 | 1459 | 1459 | 1459 | 1459 | 1459 | 1459 | 1459 |  | 1343.6981 | 1370.1271 | 1387.7808 | 1300.1173 | 1339.5475 | 1360.0574 | 1277.5013 | 1267.9984 | 1290.5075 | 1363.8587 | 1399.1216 | 1358.5181 |  | 0 | 68.25 | 207 | 207 | 207 | 207 | 207 | 207 | 207 | 207 | 207 | 207
| LDWP | 1175 |  | 1175 | 1129.175 | 75.2 |  | 1175 | 1175 | 1175 | 1175 | 1175 | 1175 | 1175 | 1175 | 1175 | 1175 | 1175 | 1175 |  | 1129.175 | 1129.175 | 1129.175 | 1129.175 | 1129.175 | 1129.175 | 1129.175 | 1129.175 | 1129.175 | 1129.175 | 1129.175 | 1129.175 |  | 75.2 | 75.2 | 75.2 | 75.2 | 75.2 | 75.2 | 75.2 | 75.2 | 75.2 | 75.2 | 75.2 | 75.2
| PSC | 324 |  | 324 | 286.7776 | 0 |  | 324 | 324 | 324 | 324 | 324 | 324 | 324 | 324 | 324 | 324 | 324 | 324 |  | 281.9456 | 285.308 | 288.7467 | 295.1098 | 293.8274 | 289.4677 | 277.6835 | 281.5941 | 286.8691 | 291.7067 | 287.3642 | 281.9437 |  | 0 | 0 | 0 | 0 | 0 | 0 | 0 | 0 | 0 | 0 | 0 | 0
| WACM | 200 |  | 200 | 170.6918 | 0 |  | 200 | 200 | 200 | 200 | 200 | 200 | 200 | 200 | 200 | 200 | 200 | 200 |  | 170 | 170 | 170 | 170 | 170 | 171.8679 | 170 | 170.8589 | 170 | 170 | 173.6548 | 171.9419 |  | 0 | 0 | 0 | 0 | 0 | 0 | 0 | 0 | 0 | 0 | 0 | 0
| SRP | 146 |  | 146 | 126.9286 | 0 |  | 146 | 146 | 146 | 146 | 146 | 146 | 146 | 146 | 146 | 146 | 146 | 146 |  | 127.8203 | 125.701 | 125.1654 | 125.8417 | 128.9713 | 126.9774 | 124.9485 | 126.4727 | 125.119 | 127.5754 | 130.0301 | 128.4099 |  | 0 | 0 | 0 | 0 | 0 | 0 | 0 | 0 | 0 | 0 | 0 | 0
CAISO HYDRO + PUMPED STORAGE |  | 12115.8 |  | 4026.064 | 3653.4084 | 1531.8076 |  | 4024.3891 | 4007.9635 | 3950.7634 | 3872.4943 | 3784.1779 | 3656.148 | 3890.5317 | 4020.9733 | 4026.0532 | 4026.0577 | 4026.0629 | 4026.064 |  | 3853.974 | 3839.7412 | 3744.8627 | 3556.3837 | 3298.7414 | 3348.9949 | 3320.1544 | 3598.5349 | 3736.341 | 3900.8176 | 3890.6562 | 3767.1098 |  | 2344.9192 | 2351.0552 | 2339.6347 | 2260.293 | 1867.4028 | 1949.063 | 1738.8076 | 1899.0832 | 2207.9932 | 2648.0127 | 2508.3083 | 2230.809
HYDRO RESERVES IN 12% HYDRO FLEXIBILITY LIMITATION SCENARIO (lesser of12% of maximum hydro unit capacity or total unloaded capacity on hydro unit during each hour);
|  |  | HYDRO RESERVES WITH 12% LIMIT |  |  |  |  | HYDRO RESERVES WITH 25% LIMIT 1: MAX |  | Average | [12 empty] | Min
|  |  |  | MAX | AVG | MIN |  | HYDRO RESERVES WITH 25% LIMIT 1: HYDRO RESERVES WITH 12% LIMIT |  | HYDRO RESERVES WITH 12% LIMIT | [12 empty] | HYDRO RESERVES WITH 12% LIMIT
TYPE | BA | Ann Max Capacity (MW) |  | ANNUAL | ANNUAL | ANNUAL | MONTH: | 1 | 2 | 3 | 4 | 5 | 6 | 7 | 8 | 9 | 10 | 11 | 12 | MONTH: | 1 | 2 | 3 | 4 | 5 | 6 | 7 | 8 | 9 | 10 | 11 | 12 | MONTH: | 1 | 2 | 3 | 4 | 5 | 6 | 7 | 8 | 9 | 10 | 11 | 12
HYDRO - excl pumped | AVA | 1039.3 |  | 138.1646 | 127.0474 | 13.7708 |  | 138.1646 | 138.1646 | 138.1646 | 138.1646 | 137.9022 | 126.5116 | 138.1646 | 138.1646 | 138.1646 | 138.1646 | 138.1646 | 138.1646 |  | 136.0158 | 136.6825 | 137.6546 | 134.6416 | 93.2525 | 76.0285 | 123.281 | 136.91 | 138.164 | 138.0257 | 137.5271 | 136.6133 |  | 90.1338 | 97.0238 | 121.8058 | 106.7318 | 18.6584 | 13.7708 | 81.1538 | 111.1518 | 137.9038 | 123.2026 | 107.5918 | 111.7318
| BANC | 897.9 |  | 108.6258 | 98.9682 | 63.7049 |  | 108.6227 | 108.6258 | 107.6052 | 107.6052 | 87.1057 | 86.6898 | 86.6961 | 107.1828 | 108.6255 | 108.6255 | 108.6227 | 107.4006 |  | 108.5921 | 108.135 | 107.6051 | 86.2739 | 85.2536 | 86.2275 | 86.6877 | 89.5995 | 107.5744 | 108.3841 | 108.5639 | 105.3758 |  | 107.5893 | 107.5938 | 107.5938 | 66.2437 | 66.6478 | 63.7049 | 86.6861 | 74.8248 | 107.1735 | 107.5933 | 107.5892 | 87.8674
| BPA | 21161.7 |  | 2340.6314 | 2286.3951 | 1306.638 |  | 2340.6314 | 2340.5414 | 2340.6314 | 2340.6314 | 2340.3314 | 2340.6314 | 2339.4314 | 2292.6314 | 2340.6314 | 2340.6314 | 2337.0314 | 2340.5514 |  | 2323.6855 | 2332.3064 | 2338.8826 | 2337.8182 | 2243.2248 | 2244.8699 | 2101.4822 | 2229.7776 | 2328.5085 | 2337.3846 | 2319.997 | 2306.0084 |  | 1877.031 | 2135.485 | 2259.9114 | 2207.0834 | 1902.7954 | 1855.608 | 1306.638 | 1821.678 | 2283.7914 | 2327.9114 | 2306.0614 | 2255.5414
| CAISO | 10656.8 |  | 1240.7213 | 1146.6051 | 861.448 |  | 1240.7213 | 1227.4818 | 1209.7277 | 1182.2486 | 1152.1367 | 1083.5793 | 1189.287 | 1232.1856 | 1232.1856 | 1232.19 | 1232.1952 | 1232.1963 |  | 1216.693 | 1206.6562 | 1171.332 | 1132.6952 | 1017.047 | 1015.1524 | 1036.3119 | 1161.0693 | 1195.7379 | 1224.7657 | 1204.7117 | 1181.67 |  | 1165.1845 | 1134.1215 | 1091.269 | 1065.7766 | 866.5242 | 934.6113 | 861.448 | 912.8196 | 1039.3436 | 1194.668 | 1157.3696 | 1057.2883
| CHPD | 671.7 |  | 82.908 | 82.908 | 82.908 |  | 82.908 | 82.908 | 82.908 | 82.908 | 82.908 | 82.908 | 82.908 | 82.908 | 82.908 | 82.908 | 82.908 | 82.908 |  | 82.908 | 82.908 | 82.908 | 82.908 | 82.908 | 82.908 | 82.908 | 82.908 | 82.908 | 82.908 | 82.908 | 82.908 |  | 82.908 | 82.908 | 82.908 | 82.908 | 82.908 | 82.908 | 82.908 | 82.908 | 82.908 | 82.908 | 82.908 | 82.908
| DOPD | 774 |  | 93.8088 | 88.9255 | 0 |  | 93.8088 | 93.8088 | 93.8088 | 93.8088 | 93.8088 | 93.8088 | 93.8088 | 93.8088 | 93.8088 | 93.8088 | 93.8088 | 93.8088 |  | 90.7524 | 93.8073 | 93.8088 | 93.8088 | 85.8989 | 79.8345 | 70.7225 | 83.889 | 93.8088 | 93.8088 | 93.8088 | 93.8088 |  | 0 | 92.78 | 93.8088 | 93.8088 | 0 | 0 | 0 | 0 | 93.8088 | 93.8088 | 93.8088 | 93.8088
| GCPD | 1993.6 |  | 239.232 | 238.7176 | 114.672 |  | 239.232 | 239.232 | 239.232 | 239.232 | 239.232 | 239.232 | 239.232 | 239.232 | 239.232 | 239.232 | 239.232 | 239.232 |  | 238.5167 | 238.754 | 239.232 | 239.1689 | 237.8182 | 239.232 | 237.7226 | 238.6625 | 239.232 | 238.9628 | 238.5267 | 238.8274 |  | 209.2 | 209.2 | 239.232 | 193.822 | 187.842 | 239.232 | 114.672 | 197.812 | 239.232 | 114.672 | 193.73 | 196.24
| SCL | 1889.9 |  | 216.43 | 205.4658 | 79.51 |  | 216.43 | 203.228 | 216.43 | 216.43 | 216.43 | 216.43 | 216.43 | 216.43 | 216.43 | 216.43 | 216.43 | 216.43 |  | 195.4699 | 203.228 | 216.4122 | 216.43 | 197.3757 | 153.3915 | 216.43 | 216.43 | 216.43 | 216.43 | 203.2464 | 213.055 |  | 183.576 | 203.228 | 203.228 | 216.43 | 91.654 | 79.51 | 216.43 | 216.43 | 216.43 | 216.43 | 203.228 | 183.576
| SCL | 1889.9 |  | 216.43 | 205.4658 | 79.51 |  | 216.43 | 203.228 | 216.43 | 216.43 | 216.43 | 216.43 | 216.43 | 216.43 | 216.43 | 216.43 | 216.43 | 216.43 |  | 195.4699 | 203.228 | 216.4122 | 216.43 | 197.3757 | 153.3915 | 216.43 | 216.43 | 216.43 | 216.43 | 203.2464 | 213.055 |  | 183.576 | 203.228 | 203.228 | 216.43 | 91.654 | 79.51 | 216.43 | 216.43 | 216.43 | 216.43 | 203.228 | 183.576
| TPWR | 845 |  | 101.4307 | 98.8324 | 91.8567 |  | 101.4307 | 101.4307 | 101.4307 | 101.4307 | 101.4307 | 99.8367 | 97.8007 | 96.5607 | 101.4307 | 101.4307 | 101.4307 | 101.0467 |  | 97.4974 | 101.4249 | 101.4224 | 101.4307 | 99.836 | 97.7959 | 96.5562 | 94.6687 | 101.4213 | 101.1418 | 91.9417 | 101.014 |  | 97.4767 | 97.5067 | 99.1167 | 101.4307 | 99.8267 | 97.7707 | 96.5207 | 94.6307 | 94.6807 | 96.2467 | 91.8567 | 91.9567
| IID | 84.7 |  | 6.9113 | 6.3269 | 6.312 |  | 6.9113 | 6.3386 | 6.3343 | 6.3396 | 6.3499 | 6.3399 | 6.3404 | 6.3404 | 6.3282 | 6.3276 | 6.3316 | 6.3316 |  | 6.3167 | 6.3292 | 6.3266 | 6.3319 | 6.3388 | 6.325 | 6.3346 | 6.3301 | 6.3174 | 6.3245 | 6.3316 | 6.316 |  | 6.3159 | 6.3159 | 6.3243 | 6.3196 | 6.3199 | 6.312 | 6.3204 | 6.3182 | 6.3141 | 6.3176 | 6.3276 | 6.3159
| IPC | 1992.9 |  | 270.7477 | 269.9562 | 191.0399 |  | 270.7477 | 270.7477 | 270.7477 | 270.7477 | 270.7477 | 270.7477 | 270.7477 | 270.7477 | 270.7477 | 270.7477 | 270.7477 | 270.7477 |  | 270.7477 | 270.7477 | 270.7477 | 270.7477 | 267.7855 | 269.5117 | 265.5862 | 270.7477 | 270.7477 | 270.7477 | 270.7477 | 270.7477 |  | 270.7477 | 270.7477 | 270.7477 | 270.7477 | 191.0399 | 216.7257 | 257.6189 | 270.7477 | 270.7477 | 270.7477 | 270.7477 | 270.7477
| LDWP | 231.4 |  | 27.4006 | 26.8587 | 26.856 |  | 27.4006 | 26.86 | 26.86 | 26.8605 | 26.8633 | 26.8633 | 26.8601 | 26.8592 | 26.8587 | 26.856 | 26.8598 | 26.8598 |  | 26.8567 | 26.86 | 26.8593 | 26.8605 | 26.8595 | 26.8601 | 26.8592 | 26.8587 | 26.856 | 26.856 | 26.8598 | 26.8586 |  | 26.856 | 26.856 | 26.8593 | 26.8593 | 26.856 | 26.8601 | 26.8592 | 26.8587 | 26.856 | 26.856 | 26.856 | 26.8586
| NWMT | 652.7 |  | 78.324 | 65.0041 | 3.564 |  | 78.324 | 76.548 | 77.268 | 77.268 | 77.4791 | 76.855 | 71.9736 | 78.278 | 78.324 | 78.324 | 78.324 | 77.588 |  | 74.7471 | 74.8856 | 74.9455 | 71.8203 | 42.7117 | 50.1641 | 49.2053 | 60.5229 | 69.6972 | 71.626 | 70.2044 | 70.5363 |  | 49.96 | 50.858 | 50.988 | 33.24 | 7.8675 | 3.564 | 5.1241 | 51.226 | 61.456 | 47.544 | 17.344 | 30.808
| PACE | 377 |  | 45.24 | 44.7281 | 17.522 |  | 45.24 | 45.24 | 45.24 | 45.24 | 45.24 | 45.24 | 45.24 | 45.24 | 45.24 | 45.24 | 45.24 | 45.24 |  | 45.24 | 45.24 | 44.7862 | 44.7886 | 42.8588 | 42.3999 | 45.24 | 45.24 | 45.24 | 45.2392 | 45.2343 | 45.2392 |  | 45.24 | 45.24 | 41.66 | 41.66 | 17.522 | 21.482 | 45.24 | 45.24 | 45.24 | 44.65 | 44.65 | 44.65
| PACW | 965.7 |  | 116.7538 | 111.251 | 63.368 |  | 116.7538 | 116.4601 | 116.46 | 116.46 | 115.1401 | 116.4636 | 116.4646 | 116.4649 | 116.4649 | 116.46 | 116.4618 | 116.4618 |  | 106.5499 | 113.1871 | 111.8542 | 111.9936 | 100.2509 | 115.8835 | 115.656 | 115.6091 | 115.2138 | 114.7423 | 110.5403 | 103.9977 |  | 80.58 | 96.9001 | 84.06 | 89.4841 | 86.2498 | 99.3836 | 96.9046 | 97.9549 | 96.9036 | 96.95 | 90.8058 | 63.368
| PGN | 550.8 |  | 76.8348 | 76.3618 | 72.3694 |  | 76.8348 | 76.7534 | 76.8348 | 76.8348 | 75.7934 | 75.7934 | 76.8348 | 76.8348 | 76.8348 | 76.8348 | 76.8348 | 76.5734 |  | 76.3744 | 76.7523 | 76.8347 | 75.2119 | 75.788 | 75.6442 | 76.8332 | 76.8348 | 76.8348 | 76.8348 | 76.571 | 75.8274 |  | 76.3734 | 76.3734 | 76.7534 | 72.3694 | 75.2134 | 75.6434 | 75.6434 | 76.8348 | 76.8348 | 76.8348 | 76.5634 | 75.8234
| PNM | 23.8 |  | 2.856 | 2.856 | 2.856 |  | 2.856 | 2.856 | 2.856 | 2.856 | 2.856 | 2.856 | 2.856 | 2.856 | 2.856 | 2.856 | 2.856 | 2.856 |  | 2.856 | 2.856 | 2.856 | 2.856 | 2.856 | 2.856 | 2.856 | 2.856 | 2.856 | 2.856 | 2.856 | 2.856 |  | 2.856 | 2.856 | 2.856 | 2.856 | 2.856 | 2.856 | 2.856 | 2.856 | 2.856 | 2.856 | 2.856 | 2.856
| PSC | 93 |  | 11.16 | 11.16 | 11.16 |  | 11.16 | 11.16 | 11.16 | 11.16 | 11.16 | 11.16 | 11.16 | 11.16 | 11.16 | 11.16 | 11.16 | 11.16 |  | 11.16 | 11.16 | 11.16 | 11.16 | 11.16 | 11.16 | 11.16 | 11.16 | 11.16 | 11.16 | 11.16 | 11.16 |  | 11.16 | 11.16 | 11.16 | 11.16 | 11.16 | 11.16 | 11.16 | 11.16 | 11.16 | 11.16 | 11.16 | 11.16
| PSE | 261.8 |  | 31.416 | 31.0882 | 20.088 |  | 31.416 | 31.416 | 31.416 | 31.416 | 31.416 | 30.156 | 31.416 | 31.416 | 31.416 | 31.416 | 31.416 | 31.416 |  | 31.2673 | 31.416 | 31.416 | 31.416 | 29.0587 | 30.1486 | 31.4143 | 31.416 | 31.416 | 31.4154 | 31.4088 | 31.2988 |  | 20.088 | 31.416 | 31.416 | 31.416 | 23.378 | 29.106 | 30.156 | 31.416 | 31.416 | 30.978 | 26.998 | 20.088
| SPP | 8.2 |  | 0.984 | 0.984 | 0.984 |  | 0.984 | 0.984 | 0.984 | 0.984 | 0.984 | 0.984 | 0.984 | 0.984 | 0.984 | 0.984 | 0.984 | 0.984 |  | 0.984 | 0.984 | 0.984 | 0.984 | 0.984 | 0.984 | 0.984 | 0.984 | 0.984 | 0.984 | 0.984 | 0.984 |  | 0.984 | 0.984 | 0.984 | 0.984 | 0.984 | 0.984 | 0.984 | 0.984 | 0.984 | 0.984 | 0.984 | 0.984
| SRP | 96.4 |  | 11.568 | 11.568 | 11.568 |  | 11.568 | 11.568 | 11.568 | 11.568 | 11.568 | 11.568 | 11.568 | 11.568 | 11.568 | 11.568 | 11.568 | 11.568 |  | 11.568 | 11.568 | 11.568 | 11.568 | 11.568 | 11.568 | 11.568 | 11.568 | 11.568 | 11.568 | 11.568 | 11.568 |  | 11.568 | 11.568 | 11.568 | 11.568 | 11.568 | 11.568 | 11.568 | 11.568 | 11.568 | 11.568 | 11.568 | 11.568
| WACM | 1219.8 |  | 146.376 | 143.3956 | 97.826 |  | 146.376 | 146.376 | 146.376 | 145.036 | 142.816 | 141.216 | 140.906 | 146.376 | 146.376 | 146.376 | 146.376 | 146.376 |  | 145.8525 | 146.1656 | 146.1251 | 143.4006 | 140.3247 | 135.4769 | 137.17 | 143.2137 | 145.556 | 146.0699 | 145.836 | 145.7178 |  | 130.866 | 136.056 | 142.782 | 141.216 | 132.282 | 97.826 | 128.708 | 125.598 | 138.418 | 141.446 | 145.176 | 133.346
| WALC | 2642.2 |  | 298.6396 | 296.0585 | 265.7236 |  | 298.6396 | 298.6396 | 298.6396 | 298.6396 | 298.6396 | 298.6396 | 298.6396 | 298.6396 | 298.6396 | 298.6396 | 298.6396 | 298.6396 |  | 298.6396 | 298.6396 | 298.6396 | 292.6428 | 291.0763 | 291.2932 | 290.5384 | 297.775 | 297.6969 | 298.6034 | 298.6396 | 298.6396 |  | 298.6396 | 298.6396 | 298.6396 | 269.8636 | 270.8636 | 265.7236 | 266.5036 | 272.8636 | 284.8636 | 290.8636 | 298.6396 | 298.6396
| WAUW | 167 |  | 20.04 | 19.9197 | 0 |  | 20.04 | 20.04 | 20.04 | 20.04 | 20.04 | 20.04 | 20.04 | 20.04 | 20.04 | 20.04 | 20.04 | 20.04 |  | 20.04 | 20.013 | 19.2805 | 19.7229 | 19.8611 | 19.9892 | 19.9959 | 20.04 | 20.04 | 20.04 | 19.9843 | 20.04 |  | 20.04 | 8.02 | 0 | 0 | 0 | 0 | 0 | 20.04 | 20.04 | 20.04 | 0 | 20.04
PUMPED STORAGE | CAISO | 1459 |  | 1459 | 1337.9826 | 0 |  | 1459 | 1459 | 1459 | 1459 | 1459 | 1459 | 1459 | 1459 | 1459 | 1459 | 1459 | 1459 |  | 1343.6981 | 1370.1271 | 1387.7808 | 1300.1173 | 1339.5475 | 1360.0574 | 1277.5013 | 1267.9984 | 1290.5075 | 1363.8587 | 1399.1216 | 1358.5181 |  | 0 | 68.25 | 207 | 207 | 207 | 207 | 207 | 207 | 207 | 207 | 207 | 207
| LDWP | 1175 |  | 1175 | 1129.175 | 75.2 |  | 1175 | 1175 | 1175 | 1175 | 1175 | 1175 | 1175 | 1175 | 1175 | 1175 | 1175 | 1175 |  | 1129.175 | 1129.175 | 1129.175 | 1129.175 | 1129.175 | 1129.175 | 1129.175 | 1129.175 | 1129.175 | 1129.175 | 1129.175 | 1129.175 |  | 75.2 | 75.2 | 75.2 | 75.2 | 75.2 | 75.2 | 75.2 | 75.2 | 75.2 | 75.2 | 75.2 | 75.2
| PSC | 324 |  | 324 | 286.7776 | 0 |  | 324 | 324 | 324 | 324 | 324 | 324 | 324 | 324 | 324 | 324 | 324 | 324 |  | 281.9456 | 285.308 | 288.7467 | 295.1098 | 293.8274 | 289.4677 | 277.6835 | 281.5941 | 286.8691 | 291.7067 | 287.3642 | 281.9437 |  | 0 | 0 | 0 | 0 | 0 | 0 | 0 | 0 | 0 | 0 | 0 | 0
| WACM | 200 |  | 200 | 170.6918 | 0 |  | 200 | 200 | 200 | 200 | 200 | 200 | 200 | 200 | 200 | 200 | 200 | 200 |  | 170 | 170 | 170 | 170 | 170 | 171.8679 | 170 | 170.8589 | 170 | 170 | 173.6548 | 171.9419 |  | 0 | 0 | 0 | 0 | 0 | 0 | 0 | 0 | 0 | 0 | 0 | 0
| SRP | 146 |  | 146 | 126.9286 | 0 |  | 146 | 146 | 146 | 146 | 146 | 146 | 146 | 146 | 146 | 146 | 146 | 146 |  | 127.8203 | 125.701 | 125.1654 | 125.8417 | 128.9713 | 126.9774 | 124.9485 | 126.4727 | 125.119 | 127.5754 | 130.0301 | 128.4099 |  | 0 | 0 | 0 | 0 | 0 | 0 | 0 | 0 | 0 | 0 | 0 | 0
CAISO HYDRO + PUMPED STORAGE |  | 12115.8 |  | 2699.7213 | 2484.5877 | 861.448 |  | 2699.7213 | 2686.4818 | 2668.7277 | 2641.2486 | 2611.1367 | 2542.5793 | 2648.287 | 2691.1856 | 2691.1856 | 2691.19 | 2691.1952 | 2691.1963 |  | 2560.3911 | 2576.7833 | 2559.1128 | 2432.8124 | 2356.5945 | 2375.2098 | 2313.8132 | 2429.0678 | 2486.2454 | 2588.6244 | 2603.8332 | 2540.1881 |  | 1165.1845 | 1202.3715 | 1298.269 | 1272.7766 | 1073.5242 | 1141.6113 | 1068.448 | 1119.8196 | 1246.3436 | 1401.668 | 1364.3696 | 1264.2883

## 8_Renewable Curtailment
Q8: Monthly and Hourly distribution of renewable generation curtailment used for renewable curtailment savings estimate
Month | Share of Curtailed MWh | Hour | Share of Curtailed MWh
1 | 2.2% | 1 | 11.6%
2 | 10.5% | 2 | 8.6%
3 | 12.6% | 3 | 6.5%
4 | 19.1% | 4 | 7.8%
5 | 24.6% | 5 | 4.7%
6 | 13.3% | 6 | 4.7%
7 | 2.9% | 7 | 4.4%
8 | 1.8% | 8 | 6.2%
9 | 0.1% | 9 | 4.6%
10 | 0.2% | 10 | 5.7%
11 | 0.2% | 11 | 4.4%
12 | 12.5% | 12 | 3.1%
|  | 13 | 5.5%
|  | 14 | 4.1%
|  | 15 | 5.8%
|  | 16 | 3.9%
|  | 17 | 2.9%
|  | 18 | 0.8%
|  | 19 | 0.4%
|  | 20 | 0.1%
|  | 21 | 0%
|  | 22 | 0%
|  | 23 | 0.1%
|  | 24 | 4.3%

## Compatibility Report
Compatibility Report for Copy of ISO-PacifiCorp_Case_Results-Benchmark_and_EIM.xls
Run on 6/24/2013 8:20
The following features in this workbook are not supported by earlier versions of Excel. These features may be lost or degraded when opening this workbook in an earlier version of Excel or if you save this workbook in an earlier file format.
Minor loss of fidelity | # of occurrences | Version
Some cells or styles in this workbook contain formatting that is not supported by the selected file format. These formats will be converted to the closest format available. | 43 | Excel 97-2003